{"text_format":"1","workbook":"xlsx","n_sheets":11,"sheets":["流出係数算出","降雨強度","流入量定義","01流出計算（Q-Tグラフ）","浸透施設能力","浸透施設能力（貯留浸透モデル_道路管理者用）","02流出計算（QT-Sグラフ）","03-①調整池容量の概算","04-①調節計算（自然調節方式）","04-②調節計算（2段）","04-③調節計算（ポンプ）"],"not_rendered":{"charts":5,"images":0,"macros":1,"external_links":0,"defined_names":0,"comments":0,"pivot_tables":0},"unopened":[],"bounds":{"document_bytes":16777216,"sheet_cells":100000,"rows_first":2000,"rows_last":500,"rows_between":2000,"halvings":0,"cell_chars":16384,"cell_head_chars":4096},"cells_cut":0,"cells_raw":0,"read":"whole","date_system":"1900"}

{"sheet":"流出係数算出","index":0,"n_rows":31,"n_cols":10,"rows_kept":31,"cut":false,"hidden":false,"merged":[[7,1,7,4],[26,1,30,3],[1,4,2,5],[23,2,25,3],[18,1,25,1],[8,1,17,1],[4,1,4,7],[18,2,19,3],[8,2,17,3],[6,1,6,3],[20,2,22,3]]}
[null,null,null,null,null,null,null,null,"行為前Σan","行為後Σan"]
[null,null,null,null,"流出係数算定結果",null,"行為前","行為後",{"$f":"SUM($G$9:$G$95)","v":0.3},{"$f":"SUM($H$9:$H$95)","v":0.3}]
[null,null,null,null,null,null,{"$f":"$I$4/$I$2","v":0.2},{"$f":"$J$4/$J$2","v":0.90000000000000013},"行為前Σ(fn*an)","行為後Σ(fn*an)"]
[null,null,null,null,null,null,null,null,{"$f":"SUM($I$9:$I$95)","v":0.06},{"$f":"SUM($J$9:$J$95)","v":0.27}]
[null,"雨水浸透阻害行為の技術基準として設定する流出係数"]
[]
[null,"区分",null,null,"土地利用の形態の細区分","流出係数","行為前面積\n（ha）","行為後面積\n（ha）"]
[null,"計",null,null,null,"－",{"$f":"SUM(G9:G31)","v":0.3},{"$f":"SUM(H9:H31)","v":0.3}]
[null,"宅地等に該当する土地","第１号関連",null,"宅地",0.9,null,0.3,{"$f":"$F9*$G9","v":0},{"$f":"$F9*$H9","v":0.27}]
[null,null,null,null,"池沼",1,null,null,0,0]
[null,null,null,null,"水路",1,null,null,0,0]
[null,null,null,null,"ため池",1,null,null,0,0]
[null,null,null,null,"道路(法面を有しないもの）",0.9,null,null,0,0]
[null,null,null,null,"道路（法面を有するもの）",null,null,null,0,0]
[null,null,null,null,"鉄道線路（法面を有しないもの）",0.9,null,null,0,0]
[null,null,null,null,"鉄道線路（法面を有するもの）",null,null,null,0,0]
[null,null,null,null,"飛行場（法面を有しないもの）",0.9,null,null,0,0]
[null,null,null,null,"飛行場（法面を有するもの）",null,null,null,0,0]
[null,"宅地等以外の土地","第２号\n関　連",null,"不浸透性材料により舗装された土地（法面を除く）",0.95,null,null,0,0]
[null,null,null,null,"不浸透性材料により覆われた法面",1,null,null,0,0]
[null,null,"第３号\n関　連",null,"ゴルフ場（雨水を排除するための排水施設を伴うものに限る）",0.5,null,null,0,0]
[null,null,null,null,"運動場その他これに類する施設（雨水を排除するための排水施設を伴うものに限る）",0.8,null,null,0,0]
[null,null,null,null,"ローラーその他これに類する建設機械を用いて締め固められた土地",0.5,null,null,0,0]
[null,null,"上記第１号から第３号に掲げる土地以外の土地",null,"山地",0.3,null,null,0,0]
[null,null,null,null,"人工的に造成され植生に覆われた法面",0.4,null,null,0,0]
[null,null,null,null,"林地、耕地、原野その他ローラーその他これに類する建設機械を用いて締め固められていない土地",0.2,0.3,null,{"$f":"$F26*$G26","v":0.06},0]
[null,"そ\n\n\nの\n\n\n他",null,null,null,null,null,null,0,0]
[null,null,null,null,null,null,null,null,0,0]
[null,null,null,null,null,null,null,null,0,0]
[null,null,null,null,null,null,null,null,0,0]
[null,null,null,null,null,null,null,null,0,0]

{"sheet":"降雨強度","index":1,"n_rows":38,"n_cols":12,"rows_kept":38,"cut":false,"hidden":false,"merged":[]}
["※降雨は対象地域の降雨に変更して下さい"]
["時","分","降雨量\n（mm/h）","時","分","降雨量\n（mm/h）","時","分","降雨量\n（mm/h）","時","分","降雨量\n（mm/h）"]
[0,"0－10",2.8,6,"0－10",4.8,12,"0－10",69.599999999999994,18,"0－10",4.5999999999999996]
[null,"10－20",2.9,null,"10－20",4.9000000000000004,null,"10－20",42.4,null,"10－20",4.5]
[null,"20－30",2.9,null,"20－30",5,null,"20－30",31.4,null,"20－30",4.5]
[null,"30－40",2.9,null,"30－40",5.0999999999999996,null,"30－40",25.3,null,"30－40",4.4000000000000004]
[null,"40－50",3,null,"40－50",5.2,null,"40－50",21.3,null,"40－50",4.3]
[null,"50－60",3,null,"50－60",5.4,null,"50－60",18.5,null,"50－60",4.2]
[1,"0－10",3,7,"0－10",5.5,13,"0－10",16.5,19,"0－10",4.0999999999999996]
[null,"10－20",3.1,null,"10－20",5.6,null,"10－20",14.9,null,"10－20",4.0999999999999996]
[null,"20－30",3.1,null,"20－30",5.8,null,"20－30",13.6,null,"20－30",4]
[null,"30－40",3.1,null,"30－40",6,null,"30－40",12.5,null,"30－40",3.9]
[null,"40－50",3.2,null,"40－50",6.1,null,"40－50",11.6,null,"40－50",3.9]
[null,"50－60",3.2,null,"50－60",6.3,null,"50－60",10.9,null,"50－60",3.8]
[2,"0－10",3.3,8,"0－10",6.5,14,"0－10",10.199999999999999,20,"0－10",3.8]
[null,"10－20",3.3,null,"10－20",6.7,null,"10－20",9.6999999999999993,null,"10－20",3.7]
[null,"20－30",3.3,null,"20－30",7,null,"20－30",9.1999999999999993,null,"20－30",3.7]
[null,"30－40",3.4,null,"30－40",7.2,null,"30－40",8.6999999999999993,null,"30－40",3.6]
[null,"40－50",3.4,null,"40－50",7.5,null,"40－50",8.3000000000000007,null,"40－50",3.6]
[null,"50－60",3.5,null,"50－60",7.8,null,"50－60",8,null,"50－60",3.5]
[3,"0－10",3.5,9,"0－10",8.1999999999999993,15,"0－10",7.7,21,"0－10",3.5]
[null,"10－20",3.6,null,"10－20",8.5,null,"10－20",7.4,null,"10－20",3.4]
[null,"20－30",3.6,null,"20－30",9,null,"20－30",7.1,null,"20－30",3.4]
[null,"30－40",3.7,null,"30－40",9.4,null,"30－40",6.9,null,"30－40",3.3]
[null,"40－50",3.7,null,"40－50",9.9,null,"40－50",6.6,null,"40－50",3.3]
[null,"50－60",3.8,null,"50－60",10.6,null,"50－60",6.4,null,"50－60",3.2]
[4,"0－10",3.9,10,"0－10",11.2,16,"0－10",6.2,22,"0－10",3.2]
[null,"10－20",3.9,null,"10－20",12.1,null,"10－20",6,null,"10－20",3.2]
[null,"20－30",4,null,"20－30",13,null,"20－30",5.9,null,"20－30",3.1]
[null,"30－40",4,null,"30－40",14.2,null,"30－40",5.7,null,"30－40",3.1]
[null,"40－50",4.0999999999999996,null,"40－50",15.6,null,"40－50",5.6,null,"40－50",3.1]
[null,"50－60",4.2,null,"50－60",17.399999999999999,null,"50－60",5.4,null,"50－60",3]
[5,"0－10",4.3,11,"0－10",19.8,17,"0－10",5.3,23,"0－10",3]
[null,"10－20",4.3,null,"10－20",23.1,null,"10－20",5.2,null,"10－20",3]
[null,"20－30",4.4000000000000004,null,"20－30",27.9,null,"20－30",5.0999999999999996,null,"20－30",2.9]
[null,"30－40",4.5,null,"30－40",35.9,null,"30－40",4.9000000000000004,null,"30－40",2.9]
[null,"40－50",4.5999999999999996,null,"40－50",52.2,null,"40－50",4.8,null,"40－50",2.9]
[null,"50－60",4.7,null,"50－60",116,null,"50－60",4.7,null,"50－60",2.8]

{"sheet":"流入量定義","index":2,"n_rows":147,"n_cols":2,"rows_kept":147,"cut":false,"hidden":false,"merged":[]}
["※流出計算を実行する場合、記入する必要はありません。"]
["時刻","行為後流入量"]
["00:00:00"]
["00:10:00",0]
["00:20:00",6.9999999999999999E-4]
["00:30:00",7.2000000000000005E-4]
["00:40:00",7.2000000000000005E-4]
["00:50:00",7.2000000000000005E-4]
["01:00:00",7.5000000000000002E-4]
["01:10:00",7.5000000000000002E-4]
["01:20:00",7.5000000000000002E-4]
["01:30:00",7.7999999999999999E-4]
["01:40:00",7.7999999999999999E-4]
["01:50:00",7.7999999999999999E-4]
["02:00:00",8.0000000000000004E-4]
["02:10:00",8.0000000000000004E-4]
["02:20:00",8.1999999999999998E-4]
["02:30:00",8.1999999999999998E-4]
["02:40:00",8.1999999999999998E-4]
["02:50:00",8.4999999999999995E-4]
["03:00:00",8.4999999999999995E-4]
["03:10:00",8.8000000000000003E-4]
["03:20:00",8.8000000000000003E-4]
["03:30:00",8.9999999999999998E-4]
["03:40:00",8.9999999999999998E-4]
["03:50:00",9.3000000000000005E-4]
["04:00:00",9.3000000000000005E-4]
["04:10:00",9.5E-4]
["04:20:00",9.7000000000000005E-4]
["04:30:00",9.7000000000000005E-4]
["04:40:00",1E-3]
["04:50:00",1E-3]
["05:00:00",1.0200000000000001E-3]
["05:10:00",1.0499999999999999E-3]
["05:20:00",1.07E-3]
["05:30:00",1.07E-3]
["05:40:00",1.1000000000000001E-3]
["05:50:00",1.1299999999999999E-3]
["06:00:00",1.15E-3]
["06:10:00",1.1800000000000001E-3]
["06:20:00",1.1999999999999999E-3]
["06:30:00",1.23E-3]
["06:40:00",1.25E-3]
["06:50:00",1.2800000000000001E-3]
["07:00:00",1.2999999999999999E-3]
["07:10:00",1.3500000000000001E-3]
["07:20:00",1.3799999999999999E-3]
["07:30:00",1.4E-3]
["07:40:00",1.4499999999999999E-3]
["07:50:00",1.5E-3]
["08:00:00",1.5200000000000001E-3]
["08:10:00",1.58E-3]
["08:20:00",1.6299999999999999E-3]
["08:30:00",1.6800000000000001E-3]
["08:40:00",1.75E-3]
["08:50:00",1.8E-3]
["09:00:00",1.8799999999999999E-3]
["09:10:00",1.9499999999999999E-3]
["09:20:00",2.0500000000000002E-3]
["09:30:00",2.1299999999999999E-3]
["09:40:00",2.2499999999999998E-3]
["09:50:00",2.3500000000000001E-3]
["10:00:00",2.47E-3]
["10:10:00",2.65E-3]
["10:20:00",2.8E-3]
["10:30:00",3.0300000000000001E-3]
["10:40:00",3.2499999999999999E-3]
["10:50:00",3.5500000000000002E-3]
["11:00:00",3.8999999999999998E-3]
["11:10:00",4.3499999999999997E-3]
["11:20:00",4.9500000000000004E-3]
["11:30:00",5.7800000000000004E-3]
["11:40:00",6.9800000000000001E-3]
["11:50:00",8.9800000000000001E-3]
["12:00:00",1.3050000000000001E-2]
["12:10:00",2.9000000000000001E-2]
["12:20:00",1.7399999999999999E-2]
["12:30:00",1.06E-2]
["12:40:00",7.8499999999999993E-3]
["12:50:00",6.3299999999999997E-3]
["13:00:00",5.3299999999999997E-3]
["13:10:00",4.62E-3]
["13:20:00",4.13E-3]
["13:30:00",3.7200000000000002E-3]
["13:40:00",3.3999999999999998E-3]
["13:50:00",3.13E-3]
["14:00:00",2.8999999999999998E-3]
["14:10:00",2.7299999999999998E-3]
["14:20:00",2.5500000000000002E-3]
["14:30:00",2.4299999999999999E-3]
["14:40:00",2.3E-3]
["14:50:00",2.1700000000000001E-3]
["15:00:00",2.0799999999999998E-3]
["15:10:00",2E-3]
["15:20:00",1.92E-3]
["15:30:00",1.8500000000000001E-3]
["15:40:00",1.7700000000000001E-3]
["15:50:00",1.73E-3]
["16:00:00",1.65E-3]
["16:10:00",1.6000000000000001E-3]
["16:20:00",1.5499999999999999E-3]
["16:30:00",1.5E-3]
["16:40:00",1.48E-3]
["16:50:00",1.4300000000000001E-3]
["17:00:00",1.4E-3]
["17:10:00",1.3500000000000001E-3]
["17:20:00",1.32E-3]
["17:30:00",1.2999999999999999E-3]
["17:40:00",1.2800000000000001E-3]
["17:50:00",1.23E-3]
["18:00:00",1.1999999999999999E-3]
["18:10:00",1.1800000000000001E-3]
["18:20:00",1.15E-3]
["18:30:00",1.1299999999999999E-3]
["18:40:00",1.1299999999999999E-3]
["18:50:00",1.1000000000000001E-3]
["19:00:00",1.07E-3]
["19:10:00",1.0499999999999999E-3]
["19:20:00",1.0200000000000001E-3]
["19:30:00",1.0200000000000001E-3]
["19:40:00",1E-3]
["19:50:00",9.7000000000000005E-4]
["20:00:00",9.7000000000000005E-4]
["20:10:00",9.5E-4]
["20:20:00",9.5E-4]
["20:30:00",9.3000000000000005E-4]
["20:40:00",9.3000000000000005E-4]
["20:50:00",8.9999999999999998E-4]
["21:00:00",8.9999999999999998E-4]
["21:10:00",8.8000000000000003E-4]
["21:20:00",8.8000000000000003E-4]
["21:30:00",8.4999999999999995E-4]
["21:40:00",8.4999999999999995E-4]
["21:50:00",8.1999999999999998E-4]
["22:00:00",8.1999999999999998E-4]
["22:10:00",8.0000000000000004E-4]
["22:20:00",8.0000000000000004E-4]
["22:30:00",8.0000000000000004E-4]
["22:40:00",7.7999999999999999E-4]
["22:50:00",7.7999999999999999E-4]
["23:00:00",7.7999999999999999E-4]
["23:10:00",7.5000000000000002E-4]
["23:20:00",7.5000000000000002E-4]
["23:30:00",7.5000000000000002E-4]
["23:40:00",7.2000000000000005E-4]
["23:50:00",7.2000000000000005E-4]
["24:00",0]

{"sheet":"01流出計算（Q-Tグラフ）","index":3,"n_rows":149,"n_cols":11,"rows_kept":149,"cut":false,"hidden":false,"merged":[[1,1,1,5],[1,7,1,24],[22,2,24,4],[9,2,12,4],[17,2,18,5]]}
[]
[null,"流 出 計 算 条 件",null,null,null,null,null,"流 出 計 算 結 果"]
[]
[null,null,null,null,null,null,null,"時刻","行為前流入量","行為後流入量","降雨強度"]
[null,1,"流出計算の実行",null,null,null,null,"00:00:00",0,0]
[null,null,null,null,null,null,null,"00:10:00",4.6999999999999999E-4,2.0999999999999999E-3,2.8]
[null,null,"行為面積",{"$f":"流出係数算出!$H$8","v":0.3},"ha",null,null,"00:20:00",4.8000000000000001E-4,2.1700000000000001E-3,2.9]
[null,null,null,null,null,null,null,"00:30:00",4.8000000000000001E-4,2.1700000000000001E-3,2.9]
[null,null,"降雨量",null,null,null,null,"00:40:00",4.8000000000000001E-4,2.1700000000000001E-3,2.9]
[null,null,"※「降雨強度」シートに基準降雨を入力してください。（都道府県知事等により公示されている「基準降雨」の値に変更してください。）",null,null,null,null,"00:50:00",5.0000000000000001E-4,2.2499999999999998E-3,3]
[null,null,null,null,null,null,null,"01:00:00",5.0000000000000001E-4,2.2499999999999998E-3,3]
[null,null,null,null,null,null,null,"01:10:00",5.0000000000000001E-4,2.2499999999999998E-3,3]
[null,null,null,null,null,null,null,"01:20:00",5.1999999999999995E-4,2.33E-3,3.1]
[null,null,null,null,null,null,null,"01:30:00",5.1999999999999995E-4,2.33E-3,3.1]
[null,null,"流出係数",null,null,null,null,"01:40:00",5.1999999999999995E-4,2.33E-3,3.1]
[null,null,"行為前",0.2,null,null,null,"01:50:00",5.2999999999999998E-4,2.3999999999999998E-3,3.2]
[null,null,"行為後",0.90000000000000013,null,null,null,"02:00:00",5.2999999999999998E-4,2.3999999999999998E-3,3.2]
[null,null,"※「流出係数算出」シートで算出した諸元が入力されていますが、必要に応じて申請図書記載値に上書きすることができます。",null,null,null,null,"02:10:00",5.5000000000000003E-4,2.47E-3,3.3]
[null,null,null,null,null,null,null,"02:20:00",5.5000000000000003E-4,2.47E-3,3.3]
[null,null,null,null,null,null,null,"02:30:00",5.5000000000000003E-4,2.47E-3,3.3]
[null,null,"流出計算結果の指定",null,null,null,null,"02:40:00",5.6999999999999998E-4,2.5500000000000002E-3,3.4]
[null,null,null,null,null,null,null,"02:50:00",5.6999999999999998E-4,2.5500000000000002E-3,3.4]
[null,null,"※「流入量定義」シートに計算された流出計算結果（行為後）を入力してください。",null,null,null,null,"03:00:00",5.8E-4,2.6199999999999999E-3,3.5]
[null,null,null,null,null,null,null,"03:10:00",5.8E-4,2.6199999999999999E-3,3.5]
[null,null,null,null,null,null,null,"03:20:00",5.9999999999999995E-4,2.7000000000000001E-3,3.6]
[null,null,null,null,null,null,null,"03:30:00",5.9999999999999995E-4,2.7000000000000001E-3,3.6]
[null,null,"許容放流量",0.01,"m3/s",null,null,"03:40:00",6.2E-4,2.7799999999999999E-3,3.7]
[null,null,null,null,null,null,null,"03:50:00",6.2E-4,2.7799999999999999E-3,3.7]
[null,null,null,null,null,null,null,"04:00:00",6.3000000000000003E-4,2.8500000000000001E-3,3.8]
[null,null,null,null,null,null,null,"04:10:00",6.4999999999999997E-4,2.9199999999999999E-3,3.9]
[null,null,null,null,null,null,null,"04:20:00",6.4999999999999997E-4,2.9199999999999999E-3,3.9]
[null,null,null,null,null,null,null,"04:30:00",6.7000000000000002E-4,3.0000000000000001E-3,4]
[null,null,null,null,null,null,null,"04:40:00",6.7000000000000002E-4,3.0000000000000001E-3,4]
[null,null,null,null,null,null,null,"04:50:00",6.8000000000000005E-4,3.0799999999999998E-3,4.0999999999999996]
[null,null,null,null,null,null,null,"05:00:00",6.9999999999999999E-4,3.15E-3,4.2]
[null,null,null,null,null,null,null,"05:10:00",7.2000000000000005E-4,3.2200000000000002E-3,4.3]
[null,null,null,null,null,null,null,"05:20:00",7.2000000000000005E-4,3.2200000000000002E-3,4.3]
[null,null,null,null,null,null,null,"05:30:00",7.2999999999999996E-4,3.3E-3,4.4000000000000004]
[null,null,null,null,null,null,null,"05:40:00",7.5000000000000002E-4,3.3700000000000002E-3,4.5]
[null,null,null,null,null,null,null,"05:50:00",7.6999999999999996E-4,3.4499999999999999E-3,4.5999999999999996]
[null,null,null,null,null,null,null,"06:00:00",7.7999999999999999E-4,3.5300000000000002E-3,4.7]
[null,null,null,null,null,null,null,"06:10:00",8.0000000000000004E-4,3.5999999999999999E-3,4.8]
[null,null,null,null,null,null,null,"06:20:00",8.1999999999999998E-4,3.6800000000000001E-3,4.9000000000000004]
[null,null,null,null,null,null,null,"06:30:00",8.3000000000000001E-4,3.7499999999999999E-3,5]
[null,null,null,null,null,null,null,"06:40:00",8.4999999999999995E-4,3.82E-3,5.0999999999999996]
[null,null,null,null,null,null,null,"06:50:00",8.7000000000000001E-4,3.8999999999999998E-3,5.2]
[null,null,null,null,null,null,null,"07:00:00",8.9999999999999998E-4,4.0499999999999998E-3,5.4]
[null,null,null,null,null,null,null,"07:10:00",9.2000000000000003E-4,4.1200000000000004E-3,5.5]
[null,null,null,null,null,null,null,"07:20:00",9.3000000000000005E-4,4.1999999999999997E-3,5.6]
[null,null,null,null,null,null,null,"07:30:00",9.7000000000000005E-4,4.3499999999999997E-3,5.8]
[null,null,null,null,null,null,null,"07:40:00",1E-3,4.4999999999999997E-3,6]
[null,null,null,null,null,null,null,"07:50:00",1.0200000000000001E-3,4.5799999999999999E-3,6.1]
[null,null,null,null,null,null,null,"08:00:00",1.0499999999999999E-3,4.7200000000000002E-3,6.3]
[null,null,null,null,null,null,null,"08:10:00",1.08E-3,4.8799999999999998E-3,6.5]
[null,null,null,null,null,null,null,"08:20:00",1.1199999999999999E-3,5.0299999999999997E-3,6.7]
[null,null,null,null,null,null,null,"08:30:00",1.17E-3,5.2500000000000003E-3,7]
[null,null,null,null,null,null,null,"08:40:00",1.1999999999999999E-3,5.4000000000000003E-3,7.2]
[null,null,null,null,null,null,null,"08:50:00",1.25E-3,5.62E-3,7.5]
[null,null,null,null,null,null,null,"09:00:00",1.2999999999999999E-3,5.8500000000000002E-3,7.8]
[null,null,null,null,null,null,null,"09:10:00",1.3699999999999999E-3,6.1500000000000001E-3,8.1999999999999993]
[null,null,null,null,null,null,null,"09:20:00",1.42E-3,6.3800000000000003E-3,8.5]
[null,null,null,null,null,null,null,"09:30:00",1.5E-3,6.7499999999999999E-3,9]
[null,null,null,null,null,null,null,"09:40:00",1.57E-3,7.0499999999999998E-3,9.4]
[null,null,null,null,null,null,null,"09:50:00",1.65E-3,7.4200000000000004E-3,9.9]
[null,null,null,null,null,null,null,"10:00:00",1.7700000000000001E-3,7.9500000000000005E-3,10.6]
[null,null,null,null,null,null,null,"10:10:00",1.8699999999999999E-3,8.3999999999999995E-3,11.2]
[null,null,null,null,null,null,null,"10:20:00",2.0200000000000001E-3,9.0799999999999995E-3,12.1]
[null,null,null,null,null,null,null,"10:30:00",2.1700000000000001E-3,9.75E-3,13]
[null,null,null,null,null,null,null,"10:40:00",2.3700000000000001E-3,1.065E-2,14.2]
[null,null,null,null,null,null,null,"10:50:00",2.5999999999999999E-3,1.17E-2,15.6]
[null,null,null,null,null,null,null,"11:00:00",2.8999999999999998E-3,1.3050000000000001E-2,17.399999999999999]
[null,null,null,null,null,null,null,"11:10:00",3.3E-3,1.485E-2,19.8]
[null,null,null,null,null,null,null,"11:20:00",3.8500000000000001E-3,1.7330000000000002E-2,23.1]
[null,null,null,null,null,null,null,"11:30:00",4.6499999999999996E-3,2.0920000000000001E-2,27.9]
[null,null,null,null,null,null,null,"11:40:00",5.9800000000000001E-3,2.6919999999999999E-2,35.9]
[null,null,null,null,null,null,null,"11:50:00",8.6999999999999994E-3,3.9149999999999997E-2,52.2]
[null,null,null,null,null,null,null,"12:00:00",1.933E-2,8.6999999999999994E-2,116]
[null,null,null,null,null,null,null,"12:10:00",1.1599999999999999E-2,5.2200000000000003E-2,69.599999999999994]
[null,null,null,null,null,null,null,"12:20:00",7.0699999999999999E-3,3.1800000000000002E-2,42.4]
[null,null,null,null,null,null,null,"12:30:00",5.2300000000000003E-3,2.3550000000000001E-2,31.4]
[null,null,null,null,null,null,null,"12:40:00",4.2199999999999998E-3,1.8970000000000001E-2,25.3]
[null,null,null,null,null,null,null,"12:50:00",3.5500000000000002E-3,1.5980000000000001E-2,21.3]
[null,null,null,null,null,null,null,"13:00:00",3.0799999999999998E-3,1.388E-2,18.5]
[null,null,null,null,null,null,null,"13:10:00",2.7499999999999998E-3,1.2370000000000001E-2,16.5]
[null,null,null,null,null,null,null,"13:20:00",2.48E-3,1.1180000000000001E-2,14.9]
[null,null,null,null,null,null,null,"13:30:00",2.2699999999999999E-3,1.0200000000000001E-2,13.6]
[null,null,null,null,null,null,null,"13:40:00",2.0799999999999998E-3,9.3799999999999994E-3,12.5]
[null,null,null,null,null,null,null,"13:50:00",1.9300000000000001E-3,8.6999999999999994E-3,11.6]
[null,null,null,null,null,null,null,"14:00:00",1.82E-3,8.1799999999999998E-3,10.9]
[null,null,null,null,null,null,null,"14:10:00",1.6999999999999999E-3,7.6499999999999997E-3,10.199999999999999]
[null,null,null,null,null,null,null,"14:20:00",1.6199999999999999E-3,7.28E-3,9.6999999999999993]
[null,null,null,null,null,null,null,"14:30:00",1.5299999999999999E-3,6.8999999999999999E-3,9.1999999999999993]
[null,null,null,null,null,null,null,"14:40:00",1.4499999999999999E-3,6.5199999999999998E-3,8.6999999999999993]
[null,null,null,null,null,null,null,"14:50:00",1.3799999999999999E-3,6.2199999999999998E-3,8.3000000000000007]
[null,null,null,null,null,null,null,"15:00:00",1.33E-3,6.0000000000000001E-3,8]
[null,null,null,null,null,null,null,"15:10:00",1.2800000000000001E-3,5.7800000000000004E-3,7.7]
[null,null,null,null,null,null,null,"15:20:00",1.23E-3,5.5500000000000002E-3,7.4]
[null,null,null,null,null,null,null,"15:30:00",1.1800000000000001E-3,5.3200000000000001E-3,7.1]
[null,null,null,null,null,null,null,"15:40:00",1.15E-3,5.1799999999999997E-3,6.9]
[null,null,null,null,null,null,null,"15:50:00",1.1000000000000001E-3,4.9500000000000004E-3,6.6]
[null,null,null,null,null,null,null,"16:00:00",1.07E-3,4.7999999999999996E-3,6.4]
[null,null,null,null,null,null,null,"16:10:00",1.0300000000000001E-3,4.6499999999999996E-3,6.2]
[null,null,null,null,null,null,null,"16:20:00",1E-3,4.4999999999999997E-3,6]
[null,null,null,null,null,null,null,"16:30:00",9.7999999999999997E-4,4.4299999999999999E-3,5.9]
[null,null,null,null,null,null,null,"16:40:00",9.5E-4,4.2700000000000004E-3,5.7]
[null,null,null,null,null,null,null,"16:50:00",9.3000000000000005E-4,4.1999999999999997E-3,5.6]
[null,null,null,null,null,null,null,"17:00:00",8.9999999999999998E-4,4.0499999999999998E-3,5.4]
[null,null,null,null,null,null,null,"17:10:00",8.8000000000000003E-4,3.98E-3,5.3]
[null,null,null,null,null,null,null,"17:20:00",8.7000000000000001E-4,3.8999999999999998E-3,5.2]
[null,null,null,null,null,null,null,"17:30:00",8.4999999999999995E-4,3.82E-3,5.0999999999999996]
[null,null,null,null,null,null,null,"17:40:00",8.1999999999999998E-4,3.6800000000000001E-3,4.9000000000000004]
[null,null,null,null,null,null,null,"17:50:00",8.0000000000000004E-4,3.5999999999999999E-3,4.8]
[null,null,null,null,null,null,null,"18:00:00",7.7999999999999999E-4,3.5300000000000002E-3,4.7]
[null,null,null,null,null,null,null,"18:10:00",7.6999999999999996E-4,3.4499999999999999E-3,4.5999999999999996]
[null,null,null,null,null,null,null,"18:20:00",7.5000000000000002E-4,3.3700000000000002E-3,4.5]
[null,null,null,null,null,null,null,"18:30:00",7.5000000000000002E-4,3.3700000000000002E-3,4.5]
[null,null,null,null,null,null,null,"18:40:00",7.2999999999999996E-4,3.3E-3,4.4000000000000004]
[null,null,null,null,null,null,null,"18:50:00",7.2000000000000005E-4,3.2200000000000002E-3,4.3]
[null,null,null,null,null,null,null,"19:00:00",6.9999999999999999E-4,3.15E-3,4.2]
[null,null,null,null,null,null,null,"19:10:00",6.8000000000000005E-4,3.0799999999999998E-3,4.0999999999999996]
[null,null,null,null,null,null,null,"19:20:00",6.8000000000000005E-4,3.0799999999999998E-3,4.0999999999999996]
[null,null,null,null,null,null,null,"19:30:00",6.7000000000000002E-4,3.0000000000000001E-3,4]
[null,null,null,null,null,null,null,"19:40:00",6.4999999999999997E-4,2.9199999999999999E-3,3.9]
[null,null,null,null,null,null,null,"19:50:00",6.4999999999999997E-4,2.9199999999999999E-3,3.9]
[null,null,null,null,null,null,null,"20:00:00",6.3000000000000003E-4,2.8500000000000001E-3,3.8]
[null,null,null,null,null,null,null,"20:10:00",6.3000000000000003E-4,2.8500000000000001E-3,3.8]
[null,null,null,null,null,null,null,"20:20:00",6.2E-4,2.7799999999999999E-3,3.7]
[null,null,null,null,null,null,null,"20:30:00",6.2E-4,2.7799999999999999E-3,3.7]
[null,null,null,null,null,null,null,"20:40:00",5.9999999999999995E-4,2.7000000000000001E-3,3.6]
[null,null,null,null,null,null,null,"20:50:00",5.9999999999999995E-4,2.7000000000000001E-3,3.6]
[null,null,null,null,null,null,null,"21:00:00",5.8E-4,2.6199999999999999E-3,3.5]
[null,null,null,null,null,null,null,"21:10:00",5.8E-4,2.6199999999999999E-3,3.5]
[null,null,null,null,null,null,null,"21:20:00",5.6999999999999998E-4,2.5500000000000002E-3,3.4]
[null,null,null,null,null,null,null,"21:30:00",5.6999999999999998E-4,2.5500000000000002E-3,3.4]
[null,null,null,null,null,null,null,"21:40:00",5.5000000000000003E-4,2.47E-3,3.3]
[null,null,null,null,null,null,null,"21:50:00",5.5000000000000003E-4,2.47E-3,3.3]
[null,null,null,null,null,null,null,"22:00:00",5.2999999999999998E-4,2.3999999999999998E-3,3.2]
[null,null,null,null,null,null,null,"22:10:00",5.2999999999999998E-4,2.3999999999999998E-3,3.2]
[null,null,null,null,null,null,null,"22:20:00",5.2999999999999998E-4,2.3999999999999998E-3,3.2]
[null,null,null,null,null,null,null,"22:30:00",5.1999999999999995E-4,2.33E-3,3.1]
[null,null,null,null,null,null,null,"22:40:00",5.1999999999999995E-4,2.33E-3,3.1]
[null,null,null,null,null,null,null,"22:50:00",5.1999999999999995E-4,2.33E-3,3.1]
[null,null,null,null,null,null,null,"23:00:00",5.0000000000000001E-4,2.2499999999999998E-3,3]
[null,null,null,null,null,null,null,"23:10:00",5.0000000000000001E-4,2.2499999999999998E-3,3]
[null,null,null,null,null,null,null,"23:20:00",5.0000000000000001E-4,2.2499999999999998E-3,3]
[null,null,null,null,null,null,null,"23:30:00",4.8000000000000001E-4,2.1700000000000001E-3,2.9]
[null,null,null,null,null,null,null,"23:40:00",4.8000000000000001E-4,2.1700000000000001E-3,2.9]
[null,null,null,null,null,null,null,"23:50:00",4.8000000000000001E-4,2.1700000000000001E-3,2.9]
[null,null,null,null,null,null,null,1,0,0,2.8]

{"sheet":"浸透施設能力","index":4,"n_rows":62,"n_cols":19,"rows_kept":62,"cut":false,"hidden":false,"merged":[[49,1,51,1],[49,2,49,3],[49,4,51,4],[49,5,49,7],[49,12,51,12],[50,2,51,2],[50,3,51,3],[49,13,51,13],[49,14,51,14],[21,13,23,13],[21,14,23,14],[22,3,23,3],[21,12,23,12],[35,14,37,14],[35,13,37,13],[35,12,37,12],[36,3,37,3],[21,1,23,1],[21,2,21,3],[21,4,23,4],[21,5,21,7],[35,1,37,1],[35,2,35,3],[35,4,37,4],[35,5,35,7],[22,2,23,2],[36,2,37,2],[3,2,3,3],[3,13,3,14],[7,1,9,1],[7,2,7,3],[7,4,9,4],[7,5,7,7],[7,12,9,12],[7,13,9,13],[7,14,9,14],[8,2,9,2],[8,3,9,3],[1,1,1,6],[1,12,1,17],[2,2,2,3],[2,6,2,7],[2,13,2,14],[2,17,2,18]]}
[]
[null,"浸透施設能力算定結果",null,null,null,null,null,null,null,null,null,null,"空隙貯留量算定結果"]
[null,"浸透マス","浸透トレンチ",null,"透水性舗装","その他","浸透施設能力算定結果",null,null,null,null,null,"浸透マス","浸透トレンチ",null,"透水性舗装","その他","空隙貯留量算定結果"]
[null,{"$f":"SUM(I11:J20)","v":0},{"$f":"SUM(J25:J34)","v":0},null,{"$f":"SUM(J39:J48)","v":9.3383999999999983},{"$f":"SUM(J53:J62)","v":0},{"$f":"B4+C4+E4+F4","v":9.3383999999999983},"ｍ3/ｈｒ",null,null,null,null,{"$f":"SUM(K11:K20)/100","v":20},{"$f":"SUM(K25:K34)/100","v":0},null,{"$f":"SUM(K39:K48)/100","v":0},{"$f":"SUM(K53:K62)/100","v":0},{"$f":"M4+N4+P4+Q4","v":20},"ｍ3"]
[null,null,null,null,null,null,{"$f":"G4/3600","v":2.5939999999999995E-3},"ｍ3/s"]
[]
[null,"条件設定",null,null,null,null,null,null,null,null,null,null,"条件設定"]
[null,"【浸透マス】","単位設計浸透能（ｍ3/ｈｒ/個）",null,"設置数量\n（個）","影響係数",null,null,null,null,null,null,"【浸透マス】","体積\n（ｍ3）","空隙率\n（％）"]
[null,null,"比浸透量（㎡）","飽和透水係数\n（m/hr）",null,"（1）","（2）","（3）"]
[null,null,null,null,null,"内容（１）","内容（２）","内容（３）"]
[null,1,null,null,null,1,1,1,null,{"$f":"$C11*$D11*$E11*$F11*$G11*$H11","v":0},{"$f":"$N11*O11","v":2000},null,1,100,20]
[null,2,null,null,null,1,1,1,null,{"$f":"$C12*$D12*$E12*$F12*$G12*$H12","v":0},{"$f":"$N12*O12","v":0},null,2]
[null,3,null,null,null,1,1,1,null,0,0,null,3]
[null,4,null,null,null,1,1,1,null,0,0,null,4]
[null,5,null,null,null,1,1,1,null,0,0,null,5]
[null,6,null,null,null,1,1,1,null,0,0,null,6]
[null,7,null,null,null,1,1,1,null,0,0,null,7]
[null,8,null,null,null,1,1,1,null,0,0,null,8]
[null,9,null,null,null,1,1,1,null,0,0,null,9]
[null,10,null,null,null,1,1,1,null,0,0,null,10]
[]
[null,"【浸透トレンチ】","単位設計浸透能（ｍ3/ｈｒ/m）",null,"設置数量\n（ｍ）","影響係数",null,null,null,null,null,null,"【浸透トレンチ】","体積\n（ｍ3）","空隙率\n（％）"]
[null,null,"比浸透量（㎡）","飽和透水係数\n（m/hr）",null,"（1）","（2）","（3）"]
[null,null,null,null,null,"内容（１）","内容（２）","内容（３）"]
[null,1,null,null,null,1,1,1,null,{"$f":"$C25*$D25*$E25*$F25*$G25*$H25","v":0},{"$f":"$N25*O25","v":0},null,1]
[null,2,null,null,null,1,1,1,null,{"$f":"$C26*$D26*$E26*$F26*$G26*$H26","v":0},0,null,2]
[null,3,null,null,null,1,1,1,null,0,0,null,3]
[null,4,null,null,null,1,1,1,null,0,0,null,4]
[null,5,null,null,null,1,1,1,null,0,0,null,5]
[null,6,null,null,null,1,1,1,null,0,0,null,6]
[null,7,null,null,null,1,1,1,null,0,0,null,7]
[null,8,null,null,null,1,1,1,null,0,0,null,8]
[null,9,null,null,null,1,1,1,null,0,0,null,9]
[null,10,null,null,null,1,1,1,null,0,0,null,10]
[]
[null,"【透水性舗装】","単位設計浸透能（ｍ3/ｈｒ/㎡）",null,"設置数量\n（㎡）","影響係数",null,null,null,null,null,null,"【透水性塗装】","体積\n（ｍ3）","空隙率\n（％）"]
[null,null,"比浸透量（㎡）","飽和透水係数\n（m/hr）",null,"（1）","（2）","（3）"]
[null,null,null,null,null,"内容（１）","内容（２）","内容（３）"]
[null,1,1.2969999999999999,7.1999999999999998E-3,1000,1,1,1,null,{"$f":"$C39*$D39*$E39*$F39*$G39*$H39","v":9.3383999999999983},{"$f":"$N39*O39","v":0},null,1]
[null,2,null,null,null,1,1,1,null,{"$f":"$C40*$D40*$E40*$F40*$G40*$H40","v":0},{"$f":"$N40*O40","v":0},null,2]
[null,3,null,null,null,1,1,1,null,0,0,null,3]
[null,4,null,null,null,1,1,1,null,0,0,null,4]
[null,5,null,null,null,1,1,1,null,0,0,null,5]
[null,6,null,null,null,1,1,1,null,0,0,null,6]
[null,7,null,null,null,1,1,1,null,0,0,null,7]
[null,8,null,null,null,1,1,1,null,0,0,null,8]
[null,9,null,null,null,1,1,1,null,0,0,null,9]
[null,10,null,null,null,1,1,1,null,0,0,null,10]
[]
[null,"【その他】","単位設計浸透能（ｍ3/ｈｒ/単位）",null,"設置数量\n（単位）","影響係数",null,null,null,null,null,null,"【その他】","体積\n（ｍ3）","空隙率\n（％）"]
[null,null,"比浸透量（㎡）","飽和透水係数\n（m/hr）",null,"（1）","（2）","（3）"]
[null,null,null,null,null,"内容（１）","内容（２）","内容（３）"]
[null,1,null,null,null,1,1,1,null,{"$f":"$C53*$D53*$E53*$F53*$G53*$H53","v":0},{"$f":"$N53*O53","v":0},null,1]
[null,2,null,null,null,1,1,1,null,0,0,null,2]
[null,3,null,null,null,1,1,1,null,0,0,null,3]
[null,4,null,null,null,1,1,1,null,0,0,null,4]
[null,5,null,null,null,1,1,1,null,0,0,null,5]
[null,6,null,null,null,1,1,1,null,0,0,null,6]
[null,7,null,null,null,1,1,1,null,0,0,null,7]
[null,8,null,null,null,1,1,1,null,0,0,null,8]
[null,9,null,null,null,1,1,1,null,0,0,null,9]
[null,10,null,null,null,1,1,1,null,0,0,null,10]

{"sheet":"浸透施設能力（貯留浸透モデル_道路管理者用）","index":5,"n_rows":58,"n_cols":19,"rows_kept":58,"cut":false,"hidden":false,"merged":[[53,1,53,2],[54,1,54,2],[46,1,46,2],[47,1,47,2],[48,1,48,2],[49,1,49,2],[52,1,52,2],[37,10,39,10],[37,11,39,11],[37,12,39,12],[52,6,52,7],[40,1,40,2],[41,1,41,2],[42,1,42,2],[43,1,43,2],[44,1,44,2],[45,1,45,2],[38,7,39,7],[38,8,39,8],[37,5,39,5],[37,6,39,6],[37,7,37,8],[29,1,29,2],[30,1,30,2],[31,1,31,2],[38,3,39,3],[38,4,39,4],[32,1,32,2],[33,1,33,2],[34,1,34,2],[35,1,35,2],[37,1,39,2],[37,3,37,4],[23,18,25,18],[24,3,25,3],[24,4,25,4],[24,7,25,7],[24,8,25,8],[23,16,25,16],[23,17,25,17],[23,10,25,10],[23,11,25,11],[23,12,25,12],[23,15,25,15],[23,7,23,8],[27,1,27,2],[28,1,28,2],[21,1,21,6],[23,1,25,2],[23,3,23,4],[23,5,25,5],[23,6,25,6],[26,1,26,2],[16,1,16,2],[16,9,16,10],[17,1,17,2],[17,9,17,10],[18,1,18,2],[18,9,18,10],[15,1,15,2],[15,9,15,10],[8,1,9,1],[8,6,8,7],[9,6,9,7],[10,1,10,6],[11,1,11,3],[12,1,12,2],[12,9,12,10],[13,1,13,2],[13,9,13,10],[14,1,14,2],[14,9,14,10],[6,1,7,1],[6,6,6,7],[7,6,7,7],[1,7,1,8],[2,1,2,6],[4,1,4,2],[5,1,5,2],[5,6,5,7]]}
[]
["透水性舗装",null,null,null,null,null,null,"部分を入力して下さい"]
[]
[null,"基本諸元"]
[null,"設置数量(舗装面積) (m2)",null,3000]
[null,"飽和透水係数 （m/hr）",null,7.1999999999999998E-3,null,null,"上層路盤での貯留率(%)",null,{"$f":"L17","v":12.5}]
[null,"比浸透量算定定数\nK=aH+b","a",1.4E-2,null,null,"下層路盤での貯留率(%)",null,{"$f":"L18","v":4.5}]
[null,null,"b",1.2869999999999999,null,null,"下層路盤厚(mm)",null,{"$f":"D18","v":400}]
[null,"目詰まり\n係数","C1",0.9,null,null,"下層路盤での貯留量(mm)",null,{"$f":"M18","v":18}]
[null,null,"C2",0.9,null,null,"貯留量の合計(mm)",null,{"$f":"M19","v":55.5}]
[]
[null,"貯留率と水拘束率"]
[null,null,null,"厚さ(mm)","空気間隙率\n(%)","空気間隙率との関係","水拘束率\n(%)","水拘束量\n(mm)","貯留率\n(%)","貯留量\n(mm)",null,"STEP2での\n貯留率\n(%)","STEP2での\n貯留量\n(mm)"]
[null,"関係式",null,"a","b","b'","c","a×c/100","d (=b+b')","a×d/100",null,"d-c","a×(d-c)/100"]
[null,"表層",null,50,20,-6,1.5,{"$f":"D15*G15/100","v":0.75},{"$f":"E15+F15","v":14},{"$f":"D15*I15/100","v":7},null,{"$f":"I15-G15","v":12.5},{"$f":"D15*(I15-G15)/100","v":6.25}]
[null,"中間層・基層",null,100,20,-6,1.5,{"$f":"D16*G16/100","v":1.5},{"$f":"E16+F16","v":14},{"$f":"D16*I16/100","v":14},null,{"$f":"I16-G16","v":12.5},{"$f":"D16*(I16-G16)/100","v":12.5}]
[null,"上層路盤",null,150,20,-6,1.5,{"$f":"D17*G17/100","v":2.25},{"$f":"E17+F17","v":14},{"$f":"D17*I17/100","v":21},null,{"$f":"I17-G17","v":12.5},{"$f":"D17*(I17-G17)/100","v":18.75}]
[null,"下層路盤",null,400,8,-3,0.5,{"$f":"D18*G18/100","v":2},{"$f":"E18+F18","v":5},{"$f":"D18*I18/100","v":20},null,{"$f":"I18-G18","v":4.5},{"$f":"D18*(I18-G18)/100","v":18}]
[null,"合計",null,{"$f":"SUM(D15:D18)","v":700},"-","-","-",{"$f":"SUM(H15:H18)","v":6.5},"-",{"$f":"SUM(J15:J18)","v":62},null,"-",{"$f":"SUM(M15:M18)","v":55.5}]
[]
["浸透マス・トレンチ"]
[]
[null,"浸透能諸元",null,null,null,null,null,null,null,null,"空隙貯留諸元"]
[null,"【浸透マス】",null,"単位設計浸透能（ｍ3/ｈｒ/個）",null,"設置数量\n（個）","設計水頭\n(m)","影響係数",null,null,"【浸透\nマス】","体積\n（ｍ3）","空隙率\n（％）",null,null,"Σ","設計浸透量","平均設計水頭","設計空隙貯留量"]
[null,null,null,"比浸透量（㎡）","飽和透水係数\n（m/hr）",null,null,"地下水位\n係数","目詰まり\n係数"]
[null,null,null,null,null,null,null,null,null,null,null,null,null,null,"小計"]
[null,1,null,10,7.1999999999999998E-3,10,0.8,1,1,null,1,500,20,null,null,{"$f":"D27*E27*F27*G27*H27*I27","v":0.57599999999999996},{"$f":"D27*E27*F27*H27*I27","v":0.72},null,{"$f":"L27*M27/100","v":100}]
[null,2,null,null,null,null,null,1,1,null,2,null,null,null,null,{"$f":"D28*E28*F28*G28*H28*I28","v":0},{"$f":"D28*E28*F28*H28*I28","v":0},null,{"$f":"L28*M28/100","v":0}]
[null,3,null,null,null,null,null,1,1,null,3,null,null,null,null,0,0,null,0]
[null,4,null,null,null,null,null,1,1,null,4,null,null,null,null,0,0,null,0]
[null,5,null,null,null,null,null,1,1,null,5,null,null,null,null,0,0,null,0]
[null,6,null,null,null,null,null,1,1,null,6,null,null,null,null,0,0,null,0]
[null,7,null,null,null,null,null,1,1,null,7,null,null,null,null,0,0,null,0]
[null,8,null,null,null,null,null,1,1,null,8,null,null,null,null,0,0,null,0]
[null,9,null,null,null,null,null,1,1,null,9,null,null,null,null,0,0,null,0]
[null,10,null,null,null,null,null,1,1,null,10,null,null,null,null,0,0,null,0]
[]
[null,"【浸透トレンチ】",null,"単位設計浸透能（ｍ3/ｈｒ/m）",null,"設置数量\n（ｍ）","設計水頭\n(m)","影響係数",null,null,"【浸透\nトレンチ】","体積\n（ｍ3）","空隙率\n（％）"]
[null,null,null,"比浸透量（㎡）","飽和透水係数\n（m/hr）",null,null,"地下水位\n係数","目詰まり\n係数"]
[]
[null,1,null,null,null,null,null,1,1,null,1,null,null,null,null,{"$f":"D41*E41*F41*G41*H41*I41","v":0},{"$f":"D41*E41*F41*H41*I41","v":0},null,{"$f":"L41*M41/100","v":0}]
[null,2,null,null,null,null,null,1,1,null,2,null,null,null,null,{"$f":"D42*E42*F42*G42*H42*I42","v":0},{"$f":"D42*E42*F42*H42*I42","v":0},null,0]
[null,3,null,null,null,null,null,1,1,null,3,null,null,null,null,0,0,null,0]
[null,4,null,null,null,null,null,1,1,null,4,null,null,null,null,0,0,null,0]
[null,5,null,null,null,null,null,1,1,null,5,null,null,null,null,0,0,null,0]
[null,6,null,null,null,null,null,1,1,null,6,null,null,null,null,0,0,null,0]
[null,7,null,null,null,null,null,1,1,null,7,null,null,null,null,0,0,null,0]
[null,8,null,null,null,null,null,1,1,null,8,null,null,null,null,0,0,null,0]
[null,9,null,null,null,null,null,1,1,null,9,null,null,null,null,0,0,null,0]
[null,10,null,null,null,null,null,1,1,null,10,null,null,null,null,0,0,null,0]
[]
[null,"統合諸元"]
[null,"設計浸透能(m3/hr)",null,{"$f":"Q55","v":0.72}]
[null,"平均設計水頭(m)",null,{"$f":"IF(D53>0,+R55,0)","v":0.79999999999999993}]
[null,"設計空隙貯留量(m3)",null,{"$f":"S55","v":100},null,null,null,null,null,null,null,null,null,null,"総合計",{"$f":"P57+P58","v":0.57599999999999996},{"$f":"Q57+Q58","v":0.72},{"$f":"P55/Q55","v":0.79999999999999993},{"$f":"S57+S58","v":100}]
[]
[null,null,null,null,null,null,null,null,null,null,null,null,null,null,"マス",{"$f":"SUM(P27:P36)","v":0.57599999999999996},{"$f":"SUM(Q27:Q36)","v":0.72},{"$f":"P57/Q57","v":0.79999999999999993},{"$f":"SUM(S27:S36)","v":100}]
[null,null,null,null,null,null,null,null,null,null,null,null,null,null,"トレンチ",{"$f":"SUM(P41:P50)","v":0},{"$f":"SUM(Q41:Q50)","v":0},{"$f":"P58/Q58","v":{"$error":"#DIV/0!"}},{"$f":"SUM(S41:S50)","v":0}]

{"sheet":"02流出計算（QT-Sグラフ）","index":6,"n_rows":149,"n_cols":10,"rows_kept":149,"cut":false,"hidden":false,"merged":[[7,2,8,5],[12,2,14,5],[1,1,1,5],[1,7,1,23]]}
[]
[null,"流 出 計 算 条 件",null,null,null,null,null,"流 出 計 算 結 果"]
[]
[null,null,null,null,null,null,null,"時刻","浸透考慮前","浸透考慮後"]
[null,3,"浸透施設なし",null,null,null,null,"00:00:00",0,0]
[null,null,null,null,null,null,null,"00:10:00",2.0999999999999999E-3,0]
[null,null,"浸透施設あり",null,null,null,null,"00:20:00",2.1700000000000001E-3,0]
[null,null,"※「浸透施設能力」シートに浸透施設諸元を入力してください。",null,null,null,null,"00:30:00",2.1700000000000001E-3,0]
[null,null,null,null,null,null,null,"00:40:00",2.1700000000000001E-3,0]
[null,null,null,null,null,null,null,"00:50:00",2.2499999999999998E-3,0]
[null,null,"浸透施設あり",null,null,null,null,"01:00:00",2.2499999999999998E-3,0]
[null,null,"（貯留浸透モデル_道路管理者用）",null,null,null,null,"01:10:00",2.2499999999999998E-3,0]
[null,null,"※「浸透施設能力（貯留浸透モデル_道路管理者用）」シートに浸透施設諸元を入力してください。",null,null,null,null,"01:20:00",2.33E-3,0]
[null,null,null,null,null,null,null,"01:30:00",2.33E-3,0]
[null,null,null,null,null,null,null,"01:40:00",2.33E-3,0]
[null,null,null,null,null,null,null,"01:50:00",2.3999999999999998E-3,0]
[null,null,null,null,null,null,null,"02:00:00",2.3999999999999998E-3,0]
[null,null,null,null,null,null,null,"02:10:00",2.47E-3,0]
[null,null,null,null,null,null,null,"02:20:00",2.47E-3,0]
[null,null,null,null,null,null,null,"02:30:00",2.47E-3,0]
[null,null,null,null,null,null,null,"02:40:00",2.5500000000000002E-3,0]
[null,null,null,null,null,null,null,"02:50:00",2.5500000000000002E-3,0]
[null,null,null,null,null,null,null,"03:00:00",2.6199999999999999E-3,0]
[null,null,null,null,null,null,null,"03:10:00",2.6199999999999999E-3,0]
[null,null,null,null,null,null,null,"03:20:00",2.7000000000000001E-3,0]
[null,null,null,null,null,null,null,"03:30:00",2.7000000000000001E-3,0]
[null,null,null,null,null,null,null,"03:40:00",2.7799999999999999E-3,0]
[null,null,null,null,null,null,null,"03:50:00",2.7799999999999999E-3,0]
[null,null,null,null,null,null,null,"04:00:00",2.8500000000000001E-3,0]
[null,null,null,null,null,null,null,"04:10:00",2.9199999999999999E-3,0]
[null,null,null,null,null,null,null,"04:20:00",2.9199999999999999E-3,0]
[null,null,null,null,null,null,null,"04:30:00",3.0000000000000001E-3,0]
[null,null,null,null,null,null,null,"04:40:00",3.0000000000000001E-3,0]
[null,null,null,null,null,null,null,"04:50:00",3.0799999999999998E-3,0]
[null,null,null,null,null,null,null,"05:00:00",3.15E-3,0]
[null,null,null,null,null,null,null,"05:10:00",3.2200000000000002E-3,0]
[null,null,null,null,null,null,null,"05:20:00",3.2200000000000002E-3,0]
[null,null,null,null,null,null,null,"05:30:00",3.3E-3,0]
[null,null,null,null,null,null,null,"05:40:00",3.3700000000000002E-3,0]
[null,null,null,null,null,null,null,"05:50:00",3.4499999999999999E-3,0]
[null,null,null,null,null,null,null,"06:00:00",3.5300000000000002E-3,0]
[null,null,null,null,null,null,null,"06:10:00",3.5999999999999999E-3,0]
[null,null,null,null,null,null,null,"06:20:00",3.6800000000000001E-3,0]
[null,null,null,null,null,null,null,"06:30:00",3.7499999999999999E-3,0]
[null,null,null,null,null,null,null,"06:40:00",3.82E-3,0]
[null,null,null,null,null,null,null,"06:50:00",3.8999999999999998E-3,0]
[null,null,null,null,null,null,null,"07:00:00",4.0499999999999998E-3,0]
[null,null,null,null,null,null,null,"07:10:00",4.1200000000000004E-3,0]
[null,null,null,null,null,null,null,"07:20:00",4.1999999999999997E-3,0]
[null,null,null,null,null,null,null,"07:30:00",4.3499999999999997E-3,0]
[null,null,null,null,null,null,null,"07:40:00",4.4999999999999997E-3,0]
[null,null,null,null,null,null,null,"07:50:00",4.5799999999999999E-3,0]
[null,null,null,null,null,null,null,"08:00:00",4.7200000000000002E-3,0]
[null,null,null,null,null,null,null,"08:10:00",4.8799999999999998E-3,0]
[null,null,null,null,null,null,null,"08:20:00",5.0299999999999997E-3,0]
[null,null,null,null,null,null,null,"08:30:00",5.2500000000000003E-3,0]
[null,null,null,null,null,null,null,"08:40:00",5.4000000000000003E-3,0]
[null,null,null,null,null,null,null,"08:50:00",5.62E-3,0]
[null,null,null,null,null,null,null,"09:00:00",5.8500000000000002E-3,0]
[null,null,null,null,null,null,null,"09:10:00",6.1500000000000001E-3,0]
[null,null,null,null,null,null,null,"09:20:00",6.3800000000000003E-3,0]
[null,null,null,null,null,null,null,"09:30:00",6.7499999999999999E-3,0]
[null,null,null,null,null,null,null,"09:40:00",7.0499999999999998E-3,0]
[null,null,null,null,null,null,null,"09:50:00",7.4200000000000004E-3,0]
[null,null,null,null,null,null,null,"10:00:00",7.9500000000000005E-3,0]
[null,null,null,null,null,null,null,"10:10:00",8.3999999999999995E-3,0]
[null,null,null,null,null,null,null,"10:20:00",9.0799999999999995E-3,0]
[null,null,null,null,null,null,null,"10:30:00",9.75E-3,0]
[null,null,null,null,null,null,null,"10:40:00",1.065E-2,0]
[null,null,null,null,null,null,null,"10:50:00",1.17E-2,0]
[null,null,null,null,null,null,null,"11:00:00",1.3050000000000001E-2,0]
[null,null,null,null,null,null,null,"11:10:00",1.485E-2,0]
[null,null,null,null,null,null,null,"11:20:00",1.7330000000000002E-2,0]
[null,null,null,null,null,null,null,"11:30:00",2.0920000000000001E-2,0]
[null,null,null,null,null,null,null,"11:40:00",2.6919999999999999E-2,0]
[null,null,null,null,null,null,null,"11:50:00",3.9149999999999997E-2,0]
[null,null,null,null,null,null,null,"12:00:00",8.6999999999999994E-2,3.0508715650547653E-2]
[null,null,null,null,null,null,null,"12:10:00",5.2200000000000003E-2,4.5708999999999993E-2]
[null,null,null,null,null,null,null,"12:20:00",3.1800000000000002E-2,2.5304000000000004E-2]
[null,null,null,null,null,null,null,"12:30:00",2.3550000000000001E-2,1.7050999999999993E-2]
[null,null,null,null,null,null,null,"12:40:00",1.8970000000000001E-2,1.2468999999999989E-2]
[null,null,null,null,null,null,null,"12:50:00",1.5980000000000001E-2,9.4779999999999847E-3]
[null,null,null,null,null,null,null,"13:00:00",1.388E-2,7.378E-3]
[null,null,null,null,null,null,null,"13:10:00",1.2370000000000001E-2,5.8679999999999904E-3]
[null,null,null,null,null,null,null,"13:20:00",1.1180000000000001E-2,4.6779999999999929E-3]
[null,null,null,null,null,null,null,"13:30:00",1.0200000000000001E-2,3.6980000000000029E-3]
[null,null,null,null,null,null,null,"13:40:00",9.3799999999999994E-3,2.8779999999999956E-3]
[null,null,null,null,null,null,null,"13:50:00",8.6999999999999994E-3,2.1979999999999934E-3]
[null,null,null,null,null,null,null,"14:00:00",8.1799999999999998E-3,1.6779999999999972E-3]
[null,null,null,null,null,null,null,"14:10:00",7.6499999999999997E-3,1.1480000000000008E-3]
[null,null,null,null,null,null,null,"14:20:00",7.28E-3,7.7799999999998682E-4]
[null,null,null,null,null,null,null,"14:30:00",6.8999999999999999E-3,3.9799999999999612E-4]
[null,null,null,null,null,null,null,"14:40:00",6.5199999999999998E-3,1.7999999999981735E-5]
[null,null,null,null,null,null,null,"14:50:00",6.2199999999999998E-3,0]
[null,null,null,null,null,null,null,"15:00:00",6.0000000000000001E-3,0]
[null,null,null,null,null,null,null,"15:10:00",5.7800000000000004E-3,0]
[null,null,null,null,null,null,null,"15:20:00",5.5500000000000002E-3,0]
[null,null,null,null,null,null,null,"15:30:00",5.3200000000000001E-3,0]
[null,null,null,null,null,null,null,"15:40:00",5.1799999999999997E-3,0]
[null,null,null,null,null,null,null,"15:50:00",4.9500000000000004E-3,0]
[null,null,null,null,null,null,null,"16:00:00",4.7999999999999996E-3,0]
[null,null,null,null,null,null,null,"16:10:00",4.6499999999999996E-3,0]
[null,null,null,null,null,null,null,"16:20:00",4.4999999999999997E-3,0]
[null,null,null,null,null,null,null,"16:30:00",4.4299999999999999E-3,0]
[null,null,null,null,null,null,null,"16:40:00",4.2700000000000004E-3,0]
[null,null,null,null,null,null,null,"16:50:00",4.1999999999999997E-3,0]
[null,null,null,null,null,null,null,"17:00:00",4.0499999999999998E-3,0]
[null,null,null,null,null,null,null,"17:10:00",3.98E-3,0]
[null,null,null,null,null,null,null,"17:20:00",3.8999999999999998E-3,0]
[null,null,null,null,null,null,null,"17:30:00",3.82E-3,0]
[null,null,null,null,null,null,null,"17:40:00",3.6800000000000001E-3,0]
[null,null,null,null,null,null,null,"17:50:00",3.5999999999999999E-3,0]
[null,null,null,null,null,null,null,"18:00:00",3.5300000000000002E-3,0]
[null,null,null,null,null,null,null,"18:10:00",3.4499999999999999E-3,0]
[null,null,null,null,null,null,null,"18:20:00",3.3700000000000002E-3,0]
[null,null,null,null,null,null,null,"18:30:00",3.3700000000000002E-3,0]
[null,null,null,null,null,null,null,"18:40:00",3.3E-3,0]
[null,null,null,null,null,null,null,"18:50:00",3.2200000000000002E-3,0]
[null,null,null,null,null,null,null,"19:00:00",3.15E-3,0]
[null,null,null,null,null,null,null,"19:10:00",3.0799999999999998E-3,0]
[null,null,null,null,null,null,null,"19:20:00",3.0799999999999998E-3,0]
[null,null,null,null,null,null,null,"19:30:00",3.0000000000000001E-3,0]
[null,null,null,null,null,null,null,"19:40:00",2.9199999999999999E-3,0]
[null,null,null,null,null,null,null,"19:50:00",2.9199999999999999E-3,0]
[null,null,null,null,null,null,null,"20:00:00",2.8500000000000001E-3,0]
[null,null,null,null,null,null,null,"20:10:00",2.8500000000000001E-3,0]
[null,null,null,null,null,null,null,"20:20:00",2.7799999999999999E-3,0]
[null,null,null,null,null,null,null,"20:30:00",2.7799999999999999E-3,0]
[null,null,null,null,null,null,null,"20:40:00",2.7000000000000001E-3,0]
[null,null,null,null,null,null,null,"20:50:00",2.7000000000000001E-3,0]
[null,null,null,null,null,null,null,"21:00:00",2.6199999999999999E-3,0]
[null,null,null,null,null,null,null,"21:10:00",2.6199999999999999E-3,0]
[null,null,null,null,null,null,null,"21:20:00",2.5500000000000002E-3,0]
[null,null,null,null,null,null,null,"21:30:00",2.5500000000000002E-3,0]
[null,null,null,null,null,null,null,"21:40:00",2.47E-3,0]
[null,null,null,null,null,null,null,"21:50:00",2.47E-3,0]
[null,null,null,null,null,null,null,"22:00:00",2.3999999999999998E-3,0]
[null,null,null,null,null,null,null,"22:10:00",2.3999999999999998E-3,0]
[null,null,null,null,null,null,null,"22:20:00",2.3999999999999998E-3,0]
[null,null,null,null,null,null,null,"22:30:00",2.33E-3,0]
[null,null,null,null,null,null,null,"22:40:00",2.33E-3,0]
[null,null,null,null,null,null,null,"22:50:00",2.33E-3,0]
[null,null,null,null,null,null,null,"23:00:00",2.2499999999999998E-3,0]
[null,null,null,null,null,null,null,"23:10:00",2.2499999999999998E-3,0]
[null,null,null,null,null,null,null,"23:20:00",2.2499999999999998E-3,0]
[null,null,null,null,null,null,null,"23:30:00",2.1700000000000001E-3,0]
[null,null,null,null,null,null,null,"23:40:00",2.1700000000000001E-3,0]
[null,null,null,null,null,null,null,"23:50:00",2.1700000000000001E-3,0]
[null,null,null,null,null,null,null,1,0,0]

{"sheet":"03-①調整池容量の概算","index":7,"n_rows":14,"n_cols":12,"rows_kept":14,"cut":false,"hidden":false,"merged":[[13,3,13,5],[8,8,8,11],[2,1,2,5],[4,4,5,4],[4,5,5,5],[8,4,9,4],[8,5,9,5]]}
["※①自然調節方式により調整地容量を概算する場合に入力してください"]
[]
[null,"入　力　条　件"]
[]
[null,null,"行為後ピーク流入量",null,{"$f":"MAX('02流出計算（QT-Sグラフ）'!$J$5:$J$149)","v":4.5708999999999993E-2},"m3/s"]
[null,null,"（浸透考慮後）"]
[]
[null,"調整池諸元"]
[null,null,"許容放流量",null,{"$f":"MAX('01流出計算（Q-Tグラフ）'!$I$5:$I$149)","v":1.933E-2},"m3/s",null,null,"概　算　結　果"]
[null,null,"（行為前ピーク流入量）"]
[null,null,null,null,null,null,null,null,null,"必要容量",120,"m3/ha"]
[null,null,"調整池高",null,1,"m"]
[]
[null,"浸透施設条件",null,{"$f":"IF('02流出計算（QT-Sグラフ）'!$B$5=1,\"浸透施設なし\",IF('02流出計算（QT-Sグラフ）'!$B$5=2,\"浸透施設あり\",\"浸透施設あり（貯留浸透モデル_道路管理者用）\"))","v":"浸透施設あり（貯留浸透モデル_道路管理者用）"},null,null,{"$f":"'02流出計算（QT-Sグラフ）'!$B$5","v":3},null,null,"オリフィス径（円管、直径）",9.6000000000000002E-2,"m"]

{"sheet":"04-①調節計算（自然調節方式）","index":8,"n_rows":151,"n_cols":26,"rows_kept":151,"cut":false,"hidden":false,"merged":[[28,15,29,18],[31,15,31,18],[1,1,1,13],[15,15,15,16],[17,15,17,16],[20,15,20,16],[22,15,22,16],[3,20,3,25],[24,15,24,16],[3,1,3,8],[5,12,6,12],[5,13,6,13],[8,12,9,12],[8,13,9,13],[3,10,3,13],[13,15,13,16],[10,15,11,18]]}
[]
[null,"入　力　条　件"]
[]
[null,"設 定 調 整 池 諸 元",null,null,null,null,null,null,null,null,"行 為 後 流 入 量",null,null,null,null,null,null,null,null,null,"計　算　結　果　（時　系　列）"]
[]
[null,"水深-容量",null,null,null,null,"放流口形状",null,null,null,"行為後ピーク流入量",null,{"$f":"MAX('02流出計算（QT-Sグラフ）'!$J$5:$J$149)","v":4.5708999999999993E-2},"m3/s",null,null,null,null,null,null,"時刻","行為後流入量","浸透考慮後流入量","許容放流量","調節後放流量","調整池水位"]
[null,"No","水深H（m）","容量V（m3）",null,null,"（口径）",null,null,null,"（浸透考慮後）",null,null,null,null,null,null,null,null,null,"00:00:00",0,0,1.933E-2,0,0]
[null,1,0,0,null,1,null,null,null,null,null,null,null,null,null,null,null,null,null,null,"00:10:00",2.0999999999999999E-3,0,1.933E-2,0,0]
[null,2,3,300,null,null,"直径",7.2999999999999995E-2,"m",null,"許容放流量",null,{"$f":"MAX('01流出計算（Q-Tグラフ）'!$I$5:$I$149)","v":1.933E-2},"m3/s",null,null,null,null,null,null,"00:20:00",2.1700000000000001E-3,0,1.933E-2,0,0]
[null,3,null,null,null,null,null,null,null,null,"（行為前ピーク流入量）",null,null,null,null,null,null,null,null,null,"00:30:00",2.1700000000000001E-3,0,1.933E-2,0,0]
[null,4,null,null,null,null,null,null,null,null,null,null,null,null,null,"計　算　結　果",null,null,null,null,"00:40:00",2.1700000000000001E-3,0,1.933E-2,0,0]
[null,5,null,null,null,null,"高さ",0.3,"m",null,null,null,null,null,null,null,null,null,null,null,"00:50:00",2.2499999999999998E-3,0,1.933E-2,0,0]
[null,6,null,null,null,null,"幅",0.09,"m",null,null,null,null,null,null,null,null,null,null,null,"01:00:00",2.2499999999999998E-3,0,1.933E-2,0,0]
[null,7,null,null,null,null,null,null,null,null,null,null,null,null,null,"総合評価",null,"O.K",null,null,"01:10:00",2.2499999999999998E-3,0,1.933E-2,0,0]
[null,8,null,null,null,null,"（管底位置）",null,null,null,null,null,null,null,null,null,null,null,null,null,"01:20:00",2.33E-3,0,1.933E-2,0,0]
[null,9,null,null,null,null,"池底高から",0,"m",null,null,null,null,null,null,"放流量評価",null,"許容放流量以下",null,null,"01:30:00",2.33E-3,0,1.933E-2,0,0]
[null,10,null,null,null,null,null,null,null,null,null,null,null,null,null,null,null,null,null,null,"01:40:00",2.33E-3,0,1.933E-2,0,0]
[null,11,null,null,null,null,null,null,null,null,null,null,null,null,null,"池の容量不足",null,"無",null,null,"01:50:00",2.3999999999999998E-3,0,1.933E-2,0,0]
[null,12,null,null,null,null,null,null,null,null,null,null,null,null,null,null,null,null,null,null,"02:00:00",2.3999999999999998E-3,0,1.933E-2,0,0]
[null,13,null,null,null,null,null,null,null,null,null,null,null,null,null,null,null,null,null,null,"02:10:00",2.47E-3,0,1.933E-2,0,0]
[null,14,null,null,null,null,null,null,null,null,null,null,null,null,null,"最大放流量",null,8.3445974750458642E-3,"m3/s",null,"02:20:00",2.47E-3,0,1.933E-2,0,0]
[null,15,null,null,null,null,null,null,null,null,null,null,null,null,null,null,null,null,null,null,"02:30:00",2.47E-3,0,1.933E-2,0,0]
[null,16,null,null,null,null,null,null,null,null,null,null,null,null,null,"池内最大水深",null,0.59978480816071733,"m",null,"02:40:00",2.5500000000000002E-3,0,1.933E-2,0,0]
[null,17,null,null,null,null,null,null,null,null,null,null,null,null,null,null,null,null,null,null,"02:50:00",2.5500000000000002E-3,0,1.933E-2,0,0]
[null,18,null,null,null,null,null,null,null,null,null,null,null,null,null,"池内最大ボリューム",null,59.97848081607173,"m3",null,"03:00:00",2.6199999999999999E-3,0,1.933E-2,0,0]
[null,19,null,null,null,null,null,null,null,null,null,null,null,null,null,null,null,null,null,null,"03:10:00",2.6199999999999999E-3,0,1.933E-2,0,0]
[null,20,null,null,null,null,null,null,null,null,null,null,null,null,null,null,null,null,null,null,"03:20:00",2.7000000000000001E-3,0,1.933E-2,0,0]
[null,21,null,null,null,null,null,null,null,null,null,null,null,null,null,null,null,null,null,null,"03:30:00",2.7000000000000001E-3,0,1.933E-2,0,0]
[null,22,null,null,null,null,null,null,null,null,null,null,null,null,null,"許 可 申 請 図 書 の 作 成",null,null,null,null,"03:40:00",2.7799999999999999E-3,0,1.933E-2,0,0]
[null,23,null,null,null,null,null,null,null,null,null,null,null,null,null,null,null,null,null,null,"03:50:00",2.7799999999999999E-3,0,1.933E-2,0,0]
[null,24,null,null,null,null,null,null,null,null,null,null,null,null,null,"■【様式】許可申請図書の保存場所",null,null,null,null,"04:00:00",2.8500000000000001E-3,0,1.933E-2,0,0]
[null,25,null,null,null,null,null,null,null,null,null,null,null,null,null,"C:\\【様式】許可申請図書.xls",null,null,null,null,"04:10:00",2.9199999999999999E-3,0,1.933E-2,0,0]
[null,26,null,null,null,null,null,null,null,null,null,null,null,null,null,null,null,null,null,null,"04:20:00",2.9199999999999999E-3,0,1.933E-2,0,0]
[null,27,null,null,null,null,null,null,null,null,null,null,null,null,null,null,null,null,null,null,"04:30:00",3.0000000000000001E-3,0,1.933E-2,0,0]
[null,28,null,null,null,null,null,null,null,null,null,null,null,null,null,null,null,null,null,null,"04:40:00",3.0000000000000001E-3,0,1.933E-2,0,0]
[null,29,null,null,null,null,null,null,null,null,null,null,null,null,null,null,null,null,null,null,"04:50:00",3.0799999999999998E-3,0,1.933E-2,0,0]
[null,30,null,null,null,null,null,null,null,null,null,null,null,null,null,null,null,null,null,null,"05:00:00",3.15E-3,0,1.933E-2,0,0]
[null,31,null,null,null,null,null,null,null,null,null,null,null,null,null,null,null,null,null,null,"05:10:00",3.2200000000000002E-3,0,1.933E-2,0,0]
[null,32,null,null,null,null,null,null,null,null,null,null,null,null,null,null,null,null,null,null,"05:20:00",3.2200000000000002E-3,0,1.933E-2,0,0]
[null,33,null,null,null,null,null,null,null,null,null,null,null,null,null,null,null,null,null,null,"05:30:00",3.3E-3,0,1.933E-2,0,0]
[null,34,null,null,null,null,null,null,null,null,null,null,null,null,null,null,null,null,null,null,"05:40:00",3.3700000000000002E-3,0,1.933E-2,0,0]
[null,35,null,null,null,null,null,null,null,null,null,null,null,null,null,null,null,null,null,null,"05:50:00",3.4499999999999999E-3,0,1.933E-2,0,0]
[null,36,null,null,null,null,null,null,null,null,null,null,null,null,null,null,null,null,null,null,"06:00:00",3.5300000000000002E-3,0,1.933E-2,0,0]
[null,37,null,null,null,null,null,null,null,null,null,null,null,null,null,null,null,null,null,null,"06:10:00",3.5999999999999999E-3,0,1.933E-2,0,0]
[null,38,null,null,null,null,null,null,null,null,null,null,null,null,null,null,null,null,null,null,"06:20:00",3.6800000000000001E-3,0,1.933E-2,0,0]
[null,39,null,null,null,null,null,null,null,null,null,null,null,null,null,null,null,null,null,null,"06:30:00",3.7499999999999999E-3,0,1.933E-2,0,0]
[null,40,null,null,null,null,null,null,null,null,null,null,null,null,null,null,null,null,null,null,"06:40:00",3.82E-3,0,1.933E-2,0,0]
[null,41,null,null,null,null,null,null,null,null,null,null,null,null,null,null,null,null,null,null,"06:50:00",3.8999999999999998E-3,0,1.933E-2,0,0]
[null,42,null,null,null,null,null,null,null,null,null,null,null,null,null,null,null,null,null,null,"07:00:00",4.0499999999999998E-3,0,1.933E-2,0,0]
[null,43,null,null,null,null,null,null,null,null,null,null,null,null,null,null,null,null,null,null,"07:10:00",4.1200000000000004E-3,0,1.933E-2,0,0]
[null,44,null,null,null,null,null,null,null,null,null,null,null,null,null,null,null,null,null,null,"07:20:00",4.1999999999999997E-3,0,1.933E-2,0,0]
[null,45,null,null,null,null,null,null,null,null,null,null,null,null,null,null,null,null,null,null,"07:30:00",4.3499999999999997E-3,0,1.933E-2,0,0]
[null,46,null,null,null,null,null,null,null,null,null,null,null,null,null,null,null,null,null,null,"07:40:00",4.4999999999999997E-3,0,1.933E-2,0,0]
[null,47,null,null,null,null,null,null,null,null,null,null,null,null,null,null,null,null,null,null,"07:50:00",4.5799999999999999E-3,0,1.933E-2,0,0]
[null,48,null,null,null,null,null,null,null,null,null,null,null,null,null,null,null,null,null,null,"08:00:00",4.7200000000000002E-3,0,1.933E-2,0,0]
[null,49,null,null,null,null,null,null,null,null,null,null,null,null,null,null,null,null,null,null,"08:10:00",4.8799999999999998E-3,0,1.933E-2,0,0]
[null,50,null,null,null,null,null,null,null,null,null,null,null,null,null,null,null,null,null,null,"08:20:00",5.0299999999999997E-3,0,1.933E-2,0,0]
[null,null,null,null,null,null,null,null,null,null,null,null,null,null,null,null,null,null,null,null,"08:30:00",5.2500000000000003E-3,0,1.933E-2,0,0]
[null,null,null,null,null,null,null,null,null,null,null,null,null,null,null,null,null,null,null,null,"08:40:00",5.4000000000000003E-3,0,1.933E-2,0,0]
[null,null,null,null,null,null,null,null,null,null,null,null,null,null,null,null,null,null,null,null,"08:50:00",5.62E-3,0,1.933E-2,0,0]
[null,null,null,null,null,null,null,null,null,null,null,null,null,null,null,null,null,null,null,null,"09:00:00",5.8500000000000002E-3,0,1.933E-2,0,0]
[null,null,null,null,null,null,null,null,null,null,null,null,null,null,null,null,null,null,null,null,"09:10:00",6.1500000000000001E-3,0,1.933E-2,0,0]
[null,null,null,null,null,null,null,null,null,null,null,null,null,null,null,null,null,null,null,null,"09:20:00",6.3800000000000003E-3,0,1.933E-2,0,0]
[null,null,null,null,null,null,null,null,null,null,null,null,null,null,null,null,null,null,null,null,"09:30:00",6.7499999999999999E-3,0,1.933E-2,0,0]
[null,null,null,null,null,null,null,null,null,null,null,null,null,null,null,null,null,null,null,null,"09:40:00",7.0499999999999998E-3,0,1.933E-2,0,0]
[null,null,null,null,null,null,null,null,null,null,null,null,null,null,null,null,null,null,null,null,"09:50:00",7.4200000000000004E-3,0,1.933E-2,0,0]
[null,null,null,null,null,null,null,null,null,null,null,null,null,null,null,null,null,null,null,null,"10:00:00",7.9500000000000005E-3,0,1.933E-2,0,0]
[null,null,null,null,null,null,null,null,null,null,null,null,null,null,null,null,null,null,null,null,"10:10:00",8.3999999999999995E-3,0,1.933E-2,0,0]
[null,null,null,null,null,null,null,null,null,null,null,null,null,null,null,null,null,null,null,null,"10:20:00",9.0799999999999995E-3,0,1.933E-2,0,0]
[null,null,null,null,null,null,null,null,null,null,null,null,null,null,null,null,null,null,null,null,"10:30:00",9.75E-3,0,1.933E-2,0,0]
[null,null,null,null,null,null,null,null,null,null,null,null,null,null,null,null,null,null,null,null,"10:40:00",1.065E-2,0,1.933E-2,0,0]
[null,null,null,null,null,null,null,null,null,null,null,null,null,null,null,null,null,null,null,null,"10:50:00",1.17E-2,0,1.933E-2,0,0]
[null,null,null,null,null,null,null,null,null,null,null,null,null,null,null,null,null,null,null,null,"11:00:00",1.3050000000000001E-2,0,1.933E-2,0,0]
[null,null,null,null,null,null,null,null,null,null,null,null,null,null,null,null,null,null,null,null,"11:10:00",1.485E-2,0,1.933E-2,0,0]
[null,null,null,null,null,null,null,null,null,null,null,null,null,null,null,null,null,null,null,null,"11:20:00",1.7330000000000002E-2,0,1.933E-2,0,0]
[null,null,null,null,null,null,null,null,null,null,null,null,null,null,null,null,null,null,null,null,"11:30:00",2.0920000000000001E-2,0,1.933E-2,0,0]
[null,null,null,null,null,null,null,null,null,null,null,null,null,null,null,null,null,null,null,null,"11:40:00",2.6919999999999999E-2,0,1.933E-2,0,0]
[null,null,null,null,null,null,null,null,null,null,null,null,null,null,null,null,null,null,null,null,"11:50:00",3.9149999999999997E-2,0,1.933E-2,0,0]
[null,null,null,null,null,null,null,null,null,null,null,null,null,null,null,null,null,null,null,null,"12:00:00",8.6999999999999994E-2,3.0508715650547653E-2,1.933E-2,2.7911042518434679E-3,8.3152834196112552E-2]
[null,null,null,null,null,null,null,null,null,null,null,null,null,null,null,null,null,null,null,null,"12:10:00",5.2200000000000003E-2,4.5708999999999993E-2,1.933E-2,5.561551958832958E-3,0.28674801251572624]
[null,null,null,null,null,null,null,null,null,null,null,null,null,null,null,null,null,null,null,null,"12:20:00",3.1800000000000002E-2,2.5304000000000004E-2,1.933E-2,7.2472197210576529E-3,0.4613606974760544]
[null,null,null,null,null,null,null,null,null,null,null,null,null,null,null,null,null,null,null,null,"12:30:00",2.3550000000000001E-2,1.7050999999999993E-2,1.933E-2,7.9116131623733228E-3,0.54294919882576143]
[null,null,null,null,null,null,null,null,null,null,null,null,null,null,null,null,null,null,null,null,"12:40:00",1.8970000000000001E-2,1.2468999999999989E-2,1.933E-2,8.2202649799929285E-3,0.58311356439866269]
[null,null,null,null,null,null,null,null,null,null,null,null,null,null,null,null,null,null,null,null,"12:50:00",1.5980000000000001E-2,9.4779999999999847E-3,1.933E-2,8.3405281454714784E-3,0.59927218502226931]
[null,null,null,null,null,null,null,null,null,null,null,null,null,null,null,null,null,null,null,null,"13:00:00",1.388E-2,7.378E-3,1.933E-2,8.3445974750458642E-3,0.59978480816071733]
[null,null,null,null,null,null,null,null,null,null,null,null,null,null,null,null,null,null,null,null,"13:10:00",1.2370000000000001E-2,5.8679999999999904E-3,1.933E-2,8.2683064298519036E-3,0.58968409644602393]
[null,null,null,null,null,null,null,null,null,null,null,null,null,null,null,null,null,null,null,null,"13:20:00",1.1180000000000001E-2,4.6779999999999929E-3,1.933E-2,8.1358575708682067E-3,0.57210960444386361]
[null,null,null,null,null,null,null,null,null,null,null,null,null,null,null,null,null,null,null,null,"13:30:00",1.0200000000000001E-2,3.6980000000000029E-3,1.933E-2,7.9586740640371564E-3,0.54895400953914752]
[null,null,null,null,null,null,null,null,null,null,null,null,null,null,null,null,null,null,null,null,"13:40:00",9.3799999999999994E-3,2.8779999999999956E-3,1.933E-2,7.7424562704985749E-3,0.52157861853554033]
[null,null,null,null,null,null,null,null,null,null,null,null,null,null,null,null,null,null,null,null,"13:50:00",8.6999999999999994E-3,2.1979999999999934E-3,1.933E-2,7.4959086535817364E-3,0.49109152376329934]
[null,null,null,null,null,null,null,null,null,null,null,null,null,null,null,null,null,null,null,null,"14:00:00",8.1799999999999998E-3,1.6779999999999972E-3,1.933E-2,7.2221932184441612E-3,0.45856521814722168]
[null,null,null,null,null,null,null,null,null,null,null,null,null,null,null,null,null,null,null,null,"14:10:00",7.6499999999999997E-3,1.1480000000000008E-3,1.933E-2,6.9262599035059061E-3,0.42459785878137146]
[null,null,null,null,null,null,null,null,null,null,null,null,null,null,null,null,null,null,null,null,"14:20:00",7.28E-3,7.7799999999998682E-4,1.933E-2,6.608548667601178E-3,0.38977143306805018]
[null,null,null,null,null,null,null,null,null,null,null,null,null,null,null,null,null,null,null,null,"14:30:00",6.8999999999999999E-3,3.9799999999999612E-4,1.933E-2,6.2711633596247273E-3,0.35466029698637241]
[null,null,null,null,null,null,null,null,null,null,null,null,null,null,null,null,null,null,null,null,"14:40:00",6.5199999999999998E-3,1.7999999999981735E-5,1.933E-2,5.9126501544653773E-3,0.31935685644410211]
[null,null,null,null,null,null,null,null,null,null,null,null,null,null,null,null,null,null,null,null,"14:50:00",6.2199999999999998E-3,0,1.933E-2,5.5432092117634352E-3,0.28504327834541554]
[null,null,null,null,null,null,null,null,null,null,null,null,null,null,null,null,null,null,null,null,"15:00:00",6.0000000000000001E-3,0,1.933E-2,5.171446756679559E-3,0.25289931044008657]
[null,null,null,null,null,null,null,null,null,null,null,null,null,null,null,null,null,null,null,null,"15:10:00",5.7800000000000004E-3,0,1.933E-2,4.8015389485632932E-3,0.22298035332435803]
[null,null,null,null,null,null,null,null,null,null,null,null,null,null,null,null,null,null,null,null,"15:20:00",5.5500000000000002E-3,0,1.933E-2,4.4288427006930389E-3,0.19528920837658903]
[null,null,null,null,null,null,null,null,null,null,null,null,null,null,null,null,null,null,null,null,"15:30:00",5.3200000000000001E-3,0,1.933E-2,4.0581696103046232E-3,0.16982817144359605]
[null,null,null,null,null,null,null,null,null,null,null,null,null,null,null,null,null,null,null,null,"15:40:00",5.1799999999999997E-3,0,1.933E-2,3.6901294056068236E-3,0.14658327439586169]
[null,null,null,null,null,null,null,null,null,null,null,null,null,null,null,null,null,null,null,null,"15:50:00",4.9500000000000004E-3,0,1.933E-2,3.3695820400830093E-3,0.12540414005879222]
[null,null,null,null,null,null,null,null,null,null,null,null,null,null,null,null,null,null,null,null,"16:00:00",4.7999999999999996E-3,0,1.933E-2,3.1864253883862621E-3,0.10573611777338439]
[null,null,null,null,null,null,null,null,null,null,null,null,null,null,null,null,null,null,null,null,"16:10:00",4.6499999999999996E-3,0,1.933E-2,2.9964201446075764E-3,8.7187581174402881E-2]
[null,null,null,null,null,null,null,null,null,null,null,null,null,null,null,null,null,null,null,null,"16:20:00",4.4999999999999997E-3,0,1.933E-2,2.2307834566791286E-3,7.1505970370542765E-2]
[null,null,null,null,null,null,null,null,null,null,null,null,null,null,null,null,null,null,null,null,"16:30:00",4.4299999999999999E-3,0,1.933E-2,1.6983166960354923E-3,5.9718669912398901E-2]
[null,null,null,null,null,null,null,null,null,null,null,null,null,null,null,null,null,null,null,null,"16:40:00",4.2700000000000004E-3,0,1.933E-2,1.3301846523359193E-3,5.0633165867284669E-2]
[null,null,null,null,null,null,null,null,null,null,null,null,null,null,null,null,null,null,null,null,"16:50:00",4.1999999999999997E-3,0,1.933E-2,1.0527246640878994E-3,4.3484437918013215E-2]
[null,null,null,null,null,null,null,null,null,null,null,null,null,null,null,null,null,null,null,null,"17:00:00",4.0499999999999998E-3,0,1.933E-2,8.5308657905996434E-4,3.7767004188569625E-2]
[null,null,null,null,null,null,null,null,null,null,null,null,null,null,null,null,null,null,null,null,"17:10:00",3.98E-3,0,1.933E-2,7.0260322895166871E-4,3.3099934764534732E-2]
[null,null,null,null,null,null,null,null,null,null,null,null,null,null,null,null,null,null,null,null,"17:20:00",3.8999999999999998E-3,0,1.933E-2,5.8394541529041804E-4,2.9240288831808469E-2]
[null,null,null,null,null,null,null,null,null,null,null,null,null,null,null,null,null,null,null,null,"17:30:00",3.82E-3,0,1.933E-2,4.8823037532520736E-4,2.6023761459961593E-2]
[null,null,null,null,null,null,null,null,null,null,null,null,null,null,null,null,null,null,null,null,"17:40:00",3.6800000000000001E-3,0,1.933E-2,4.1295037085894775E-4,2.3320219221409127E-2]
[null,null,null,null,null,null,null,null,null,null,null,null,null,null,null,null,null,null,null,null,"17:50:00",3.5999999999999999E-3,0,1.933E-2,3.5582711511153512E-4,2.1013886763497681E-2]
[null,null,null,null,null,null,null,null,null,null,null,null,null,null,null,null,null,null,null,null,"18:00:00",3.5300000000000002E-3,0,1.933E-2,3.0601469918555815E-4,1.90283613206064E-2]
[null,null,null,null,null,null,null,null,null,null,null,null,null,null,null,null,null,null,null,null,"18:10:00",3.4499999999999999E-3,0,1.933E-2,2.671638461122264E-4,1.7308825684713043E-2]
[null,null,null,null,null,null,null,null,null,null,null,null,null,null,null,null,null,null,null,null,"18:20:00",3.3700000000000002E-3,0,1.933E-2,2.3011236498113818E-4,1.5816997051432947E-2]
[null,null,null,null,null,null,null,null,null,null,null,null,null,null,null,null,null,null,null,null,"18:30:00",3.3700000000000002E-3,0,1.933E-2,2.0259695606456902E-4,1.4518869088295829E-2]
[null,null,null,null,null,null,null,null,null,null,null,null,null,null,null,null,null,null,null,null,"18:40:00",3.3E-3,0,1.933E-2,1.7996024229656696E-4,1.3371197493212418E-2]
[null,null,null,null,null,null,null,null,null,null,null,null,null,null,null,null,null,null,null,null,"18:50:00",3.2200000000000002E-3,0,1.933E-2,1.5823570381902233E-4,1.2356609654865651E-2]
[null,null,null,null,null,null,null,null,null,null,null,null,null,null,null,null,null,null,null,null,"19:00:00",3.15E-3,0,1.933E-2,1.4427899324547175E-4,1.1449065563672169E-2]
[null,null,null,null,null,null,null,null,null,null,null,null,null,null,null,null,null,null,null,null,"19:10:00",3.0799999999999998E-3,0,1.933E-2,1.274483652906748E-4,1.0633883488063729E-2]
[null,null,null,null,null,null,null,null,null,null,null,null,null,null,null,null,null,null,null,null,"19:20:00",3.0799999999999998E-3,0,1.933E-2,1.1449405021851936E-4,9.9080562415361471E-3]
[null,null,null,null,null,null,null,null,null,null,null,null,null,null,null,null,null,null,null,null,"19:30:00",3.0000000000000001E-3,0,1.933E-2,1.0508664892771486E-4,9.2493141440974438E-3]
[null,null,null,null,null,null,null,null,null,null,null,null,null,null,null,null,null,null,null,null,"19:40:00",2.9199999999999999E-3,0,1.933E-2,9.2969194022208873E-5,8.655146615247673E-3]
[null,null,null,null,null,null,null,null,null,null,null,null,null,null,null,null,null,null,null,null,"19:50:00",2.9199999999999999E-3,0,1.933E-2,8.4211478780685329E-5,8.1236045968389892E-3]
[null,null,null,null,null,null,null,null,null,null,null,null,null,null,null,null,null,null,null,null,"20:00:00",2.8500000000000001E-3,0,1.933E-2,7.8535536456414778E-5,7.6353635511276887E-3]
[null,null,null,null,null,null,null,null,null,null,null,null,null,null,null,null,null,null,null,null,"20:10:00",2.8500000000000001E-3,0,1.933E-2,7.0273112512116048E-5,7.1889376042220962E-3]
[null,null,null,null,null,null,null,null,null,null,null,null,null,null,null,null,null,null,null,null,"20:20:00",2.7799999999999999E-3,0,1.933E-2,6.4937395369381933E-5,6.7833060805776021E-3]
[null,null,null,null,null,null,null,null,null,null,null,null,null,null,null,null,null,null,null,null,"20:30:00",2.7799999999999999E-3,0,1.933E-2,5.9744006781871826E-5,6.4092618741238413E-3]
[null,null,null,null,null,null,null,null,null,null,null,null,null,null,null,null,null,null,null,null,"20:40:00",2.7000000000000001E-3,0,1.933E-2,5.4696959935745767E-5,6.0659389739709888E-3]
[null,null,null,null,null,null,null,null,null,null,null,null,null,null,null,null,null,null,null,null,"20:50:00",2.7000000000000001E-3,0,1.933E-2,4.9800628048584057E-5,5.752446210018E-3]
[null,null,null,null,null,null,null,null,null,null,null,null,null,null,null,null,null,null,null,null,"21:00:00",2.6199999999999999E-3,0,1.933E-2,4.7410459131089622E-5,5.4608129484789792E-3]
[null,null,null,null,null,null,null,null,null,null,null,null,null,null,null,null,null,null,null,null,"21:10:00",2.6199999999999999E-3,0,1.933E-2,4.2749331331991628E-5,5.1903335770897355E-3]
[null,null,null,null,null,null,null,null,null,null,null,null,null,null,null,null,null,null,null,null,"21:20:00",2.5500000000000002E-3,0,1.933E-2,4.0479759657514082E-5,4.9406463041212177E-3]
[null,null,null,null,null,null,null,null,null,null,null,null,null,null,null,null,null,null,null,null,"21:30:00",2.5500000000000002E-3,0,1.933E-2,3.8251837398194769E-5,4.7044515129540916E-3]
[null,null,null,null,null,null,null,null,null,null,null,null,null,null,null,null,null,null,null,null,"21:40:00",2.47E-3,0,1.933E-2,3.3924163027709445E-5,4.4879235116763788E-3]
[null,null,null,null,null,null,null,null,null,null,null,null,null,null,null,null,null,null,null,null,"21:50:00",2.47E-3,0,1.933E-2,3.182614470508141E-5,4.2906725884780065E-3]
[null,null,null,null,null,null,null,null,null,null,null,null,null,null,null,null,null,null,null,null,"22:00:00",2.3999999999999998E-3,0,1.933E-2,2.9773253849784822E-5,4.1058743928134075E-3]
[null,null,null,null,null,null,null,null,null,null,null,null,null,null,null,null,null,null,null,null,"22:10:00",2.3999999999999998E-3,0,1.933E-2,2.7766505196227105E-5,3.9332551156753713E-3]
[null,null,null,null,null,null,null,null,null,null,null,null,null,null,null,null,null,null,null,null,"22:20:00",2.3999999999999998E-3,0,1.933E-2,2.7766505196227105E-5,3.7666560844980095E-3]
[null,null,null,null,null,null,null,null,null,null,null,null,null,null,null,null,null,null,null,null,"22:30:00",2.33E-3,0,1.933E-2,2.5806985187165578E-5,3.6059356133478311E-3]
[null,null,null,null,null,null,null,null,null,null,null,null,null,null,null,null,null,null,null,null,"22:40:00",2.33E-3,0,1.933E-2,2.3895860841489245E-5,3.4568270752618666E-3]
[null,null,null,null,null,null,null,null,null,null,null,null,null,null,null,null,null,null,null,null,"22:50:00",2.33E-3,0,1.933E-2,2.2034390238090898E-5,3.3190363220231256E-3]
[null,null,null,null,null,null,null,null,null,null,null,null,null,null,null,null,null,null,null,null,"23:00:00",2.2499999999999998E-3,0,1.933E-2,2.0223935015550624E-5,3.1922613462622013E-3]
[null,null,null,null,null,null,null,null,null,null,null,null,null,null,null,null,null,null,null,null,"23:10:00",2.2499999999999998E-3,0,1.933E-2,2.0223935015550624E-5,3.0709177361688978E-3]
[null,null,null,null,null,null,null,null,null,null,null,null,null,null,null,null,null,null,null,null,"23:20:00",2.2499999999999998E-3,0,1.933E-2,1.8465975415306357E-5,2.9548480048763271E-3]
[null,null,null,null,null,null,null,null,null,null,null,null,null,null,null,null,null,null,null,null,"23:30:00",2.1700000000000001E-3,0,1.933E-2,1.8465975415306357E-5,2.8440521523844893E-3]
[null,null,null,null,null,null,null,null,null,null,null,null,null,null,null,null,null,null,null,null,"23:40:00",2.1700000000000001E-3,0,1.933E-2,1.6762128575380574E-5,2.7383678404124287E-3]
[null,null,null,null,null,null,null,null,null,null,null,null,null,null,null,null,null,null,null,null,"23:50:00",2.1700000000000001E-3,0,1.933E-2,1.5114171038020914E-5,2.6427389415722238E-3]
[null,null,null,null,null,null,null,null,null,null,null,null,null,null,null,null,null,null,null,null,1,0,0,1.933E-2,1.5114171038020914E-5,2.5520539153440981E-3]

{"sheet":"04-②調節計算（2段）","index":9,"n_rows":151,"n_cols":26,"rows_kept":151,"cut":false,"hidden":false,"merged":[[28,15,29,18],[31,15,31,18],[3,20,3,25],[26,15,26,16],[17,15,17,16],[20,15,20,16],[22,15,22,16],[24,15,24,16],[1,1,1,13],[3,1,3,8],[3,10,3,13],[5,12,6,12],[5,13,6,13],[14,10,15,11],[14,12,15,12],[14,13,15,13],[15,15,15,16],[8,10,9,11],[8,12,9,12],[8,13,9,13],[11,10,12,11],[11,12,12,12],[11,13,12,13],[13,15,13,16],[10,15,11,18]]}
[]
[null,"入　力　条　件"]
[]
[null,"設 定 調 整 池 諸 元",null,null,null,null,null,null,null,null,"行 為 後 流 入 量",null,null,null,null,null,null,null,null,null,"計　算　結　果　（時　系　列）"]
[]
[null,"水深-容量",null,null,null,null,"■上段オリフィス",null,null,null,"行為後ピーク流入量",null,{"$f":"MAX('02流出計算（QT-Sグラフ）'!$J$5:$J$149)","v":4.5708999999999993E-2},"m3/s",null,null,null,null,null,null,"時刻","行為後流入量","浸透考慮後流入量","許容放流量","調節後放流量","調整池水位"]
[null,"No","水深H（m）","容量V（m3）",null,null,"放流口形状",null,null,null,"（浸透考慮後）",null,null,null,null,null,null,null,null,null,"00:00:00",0,0,1.933E-2,0,0]
[null,1,0,0,null,1,"（口径）",null,null,null,null,null,null,null,null,null,null,null,null,null,"00:10:00",2.0999999999999999E-3,0,1.933E-2,0,0]
[null,2,3,300,null,null,null,null,null,null,"許容放流量（計）",null,{"$f":"MAX('01流出計算（Q-Tグラフ）'!$I$5:$I$149)","v":1.933E-2},"m3/s",null,null,null,null,null,null,"00:20:00",2.1700000000000001E-3,0,1.933E-2,0,0]
[null,3,null,null,null,null,"直径",0.1,"m",null,null,null,null,null,null,null,null,null,null,null,"00:30:00",2.1700000000000001E-3,0,1.933E-2,0,0]
[null,4,null,null,null,null,null,null,null,null,null,null,null,null,null,"計　算　結　果",null,null,null,null,"00:40:00",2.1700000000000001E-3,0,1.933E-2,0,0]
[null,5,null,null,null,null,null,null,null,null,"許容放流量（上段）",null,null,"m3/s",null,null,null,null,null,null,"00:50:00",2.2499999999999998E-3,0,1.933E-2,0,0]
[null,6,null,null,null,null,"高さ",null,"m",null,null,null,null,null,null,null,null,null,null,null,"01:00:00",2.2499999999999998E-3,0,1.933E-2,0,0]
[null,7,null,null,null,null,"幅",null,"m",null,null,null,null,null,null,"総合評価",null,"N.G",null,null,"01:10:00",2.2499999999999998E-3,0,1.933E-2,0,0]
[null,8,null,null,null,null,null,null,null,null,"許容放流量（下段）",null,{"$f":"M9-M12","v":1.933E-2},"m3/s",null,null,null,null,null,null,"01:20:00",2.33E-3,0,1.933E-2,0,0]
[null,9,null,null,null,null,"（管底位置）",null,null,null,null,null,null,null,null,"放流量評価",null,"許容放流量以上",null,null,"01:30:00",2.33E-3,0,1.933E-2,0,0]
[null,10,null,null,null,null,"池底高から",1,"m",null,null,null,null,null,null,null,null,null,null,null,"01:40:00",2.33E-3,0,1.933E-2,0,0]
[null,11,null,null,null,null,null,null,null,null,null,null,null,null,null,"池の容量不足",null,"無",null,null,"01:50:00",2.3999999999999998E-3,0,1.933E-2,0,0]
[null,12,null,null,null,null,"■下段オリフィス",null,null,null,null,null,null,null,null,null,null,null,null,null,"02:00:00",2.3999999999999998E-3,0,1.933E-2,0,0]
[null,13,null,null,null,null,"放流口形状",null,null,null,null,null,null,null,null,null,null,null,null,null,"02:10:00",2.47E-3,0,1.933E-2,0,0]
[null,14,null,null,null,null,"（口径）",null,null,null,null,null,null,null,null,"最大放流量（上段+下段）",null,1.9952792011516722E-2,"m3/s",null,"02:20:00",2.47E-3,0,1.933E-2,0,0]
[null,15,null,null,null,2,null,null,null,null,null,null,null,null,null,null,null,null,null,null,"02:30:00",2.47E-3,0,1.933E-2,0,0]
[null,16,null,null,null,null,"直径",null,"m",null,null,null,null,null,null,"最大放流量（下段）",null,3.4346447346304972E-3,"m3/s",null,"02:40:00",2.5500000000000002E-3,0,1.933E-2,0,0]
[null,17,null,null,null,null,null,null,null,null,null,null,null,null,null,null,null,null,null,null,"02:50:00",2.5500000000000002E-3,0,1.933E-2,0,0]
[null,18,null,null,null,null,null,null,null,null,null,null,null,null,null,"池内最大水深",null,1.6768443011069629,"m",null,"03:00:00",2.6199999999999999E-3,0,1.933E-2,0,0]
[null,19,null,null,null,null,"高さ",0.01,"m",null,null,null,null,null,null,null,null,null,null,null,"03:10:00",2.6199999999999999E-3,0,1.933E-2,0,0]
[null,20,null,null,null,null,"幅",0.1,"m",null,null,null,null,null,null,"池内最大ボリューム",null,167.6844301106963,"m3",null,"03:20:00",2.7000000000000001E-3,0,1.933E-2,0,0]
[null,21,null,null,null,null,null,null,null,null,null,null,null,null,null,null,null,null,null,null,"03:30:00",2.7000000000000001E-3,0,1.933E-2,0,0]
[null,22,null,null,null,null,"（管底位置）",null,null,null,null,null,null,null,null,"許 可 申 請 図 書 の 作 成",null,null,null,null,"03:40:00",2.7799999999999999E-3,0,1.933E-2,0,0]
[null,23,null,null,null,null,"池底高から",0,"m",null,null,null,null,null,null,null,null,null,null,null,"03:50:00",2.7799999999999999E-3,0,1.933E-2,0,0]
[null,24,null,null,null,null,null,null,null,null,null,null,null,null,null,"■申請図書様式の保存場所",null,null,null,null,"04:00:00",2.8500000000000001E-3,0,1.933E-2,0,0]
[null,25,null,null,null,null,null,null,null,null,null,null,null,null,null,"C:\\【様式】許可申請図書.xls",null,null,null,null,"04:10:00",2.9199999999999999E-3,0,1.933E-2,0,0]
[null,26,null,null,null,null,null,null,null,null,null,null,null,null,null,null,null,null,null,null,"04:20:00",2.9199999999999999E-3,0,1.933E-2,0,0]
[null,27,null,null,null,null,null,null,null,null,null,null,null,null,null,null,null,null,null,null,"04:30:00",3.0000000000000001E-3,0,1.933E-2,0,0]
[null,28,null,null,null,null,null,null,null,null,null,null,null,null,null,null,null,null,null,null,"04:40:00",3.0000000000000001E-3,0,1.933E-2,0,0]
[null,29,null,null,null,null,null,null,null,null,null,null,null,null,null,null,null,null,null,null,"04:50:00",3.0799999999999998E-3,0,1.933E-2,0,0]
[null,30,null,null,null,null,null,null,null,null,null,null,null,null,null,null,null,null,null,null,"05:00:00",3.15E-3,0,1.933E-2,0,0]
[null,31,null,null,null,null,null,null,null,null,null,null,null,null,null,null,null,null,null,null,"05:10:00",3.2200000000000002E-3,0,1.933E-2,0,0]
[null,32,null,null,null,null,null,null,null,null,null,null,null,null,null,null,null,null,null,null,"05:20:00",3.2200000000000002E-3,0,1.933E-2,0,0]
[null,33,null,null,null,null,null,null,null,null,null,null,null,null,null,null,null,null,null,null,"05:30:00",3.3E-3,0,1.933E-2,0,0]
[null,34,null,null,null,null,null,null,null,null,null,null,null,null,null,null,null,null,null,null,"05:40:00",3.3700000000000002E-3,0,1.933E-2,0,0]
[null,35,null,null,null,null,null,null,null,null,null,null,null,null,null,null,null,null,null,null,"05:50:00",3.4499999999999999E-3,0,1.933E-2,0,0]
[null,36,null,null,null,null,null,null,null,null,null,null,null,null,null,null,null,null,null,null,"06:00:00",3.5300000000000002E-3,0,1.933E-2,0,0]
[null,37,null,null,null,null,null,null,null,null,null,null,null,null,null,null,null,null,null,null,"06:10:00",3.5999999999999999E-3,0,1.933E-2,0,0]
[null,38,null,null,null,null,null,null,null,null,null,null,null,null,null,null,null,null,null,null,"06:20:00",3.6800000000000001E-3,0,1.933E-2,0,0]
[null,39,null,null,null,null,null,null,null,null,null,null,null,null,null,null,null,null,null,null,"06:30:00",3.7499999999999999E-3,0,1.933E-2,0,0]
[null,40,null,null,null,null,null,null,null,null,null,null,null,null,null,null,null,null,null,null,"06:40:00",3.82E-3,0,1.933E-2,0,0]
[null,41,null,null,null,null,null,null,null,null,null,null,null,null,null,null,null,null,null,null,"06:50:00",3.8999999999999998E-3,0,1.933E-2,0,0]
[null,42,null,null,null,null,null,null,null,null,null,null,null,null,null,null,null,null,null,null,"07:00:00",4.0499999999999998E-3,0,1.933E-2,0,0]
[null,43,null,null,null,null,null,null,null,null,null,null,null,null,null,null,null,null,null,null,"07:10:00",4.1200000000000004E-3,0,1.933E-2,0,0]
[null,44,null,null,null,null,null,null,null,null,null,null,null,null,null,null,null,null,null,null,"07:20:00",4.1999999999999997E-3,0,1.933E-2,0,0]
[null,45,null,null,null,null,null,null,null,null,null,null,null,null,null,null,null,null,null,null,"07:30:00",4.3499999999999997E-3,0,1.933E-2,0,0]
[null,46,null,null,null,null,null,null,null,null,null,null,null,null,null,null,null,null,null,null,"07:40:00",4.4999999999999997E-3,0,1.933E-2,0,0]
[null,47,null,null,null,null,null,null,null,null,null,null,null,null,null,null,null,null,null,null,"07:50:00",4.5799999999999999E-3,0,1.933E-2,0,0]
[null,48,null,null,null,null,null,null,null,null,null,null,null,null,null,null,null,null,null,null,"08:00:00",4.7200000000000002E-3,0,1.933E-2,0,0]
[null,49,null,null,null,null,null,null,null,null,null,null,null,null,null,null,null,null,null,null,"08:10:00",4.8799999999999998E-3,0,1.933E-2,0,0]
[null,50,null,null,null,null,null,null,null,null,null,null,null,null,null,null,null,null,null,null,"08:20:00",5.0299999999999997E-3,0,1.933E-2,0,0]
[null,null,null,null,null,null,null,null,null,null,null,null,null,null,null,null,null,null,null,null,"08:30:00",5.2500000000000003E-3,1.11E-4,1.933E-2,1.2614483462361491E-6,3.2921565496129153E-4]
[null,null,null,null,null,null,null,null,null,null,null,null,null,null,null,null,null,null,null,null,"08:40:00",5.4000000000000003E-3,2.8059999999999999E-3,1.933E-2,1.4370479687167282E-4,8.6453169193075642E-3]
[null,null,null,null,null,null,null,null,null,null,null,null,null,null,null,null,null,null,null,null,"08:50:00",5.62E-3,3.026E-3,1.933E-2,3.712774611055726E-4,2.4596370145375832E-2]
[null,null,null,null,null,null,null,null,null,null,null,null,null,null,null,null,null,null,null,null,"09:00:00",5.8500000000000002E-3,3.2560000000000002E-3,1.933E-2,5.0282627001032871E-4,4.0820058952028129E-2]
[null,null,null,null,null,null,null,null,null,null,null,null,null,null,null,null,null,null,null,null,"09:10:00",6.1500000000000001E-3,3.5560000000000001E-3,1.933E-2,6.1072868873993471E-4,5.7915394075777338E-2]
[null,null,null,null,null,null,null,null,null,null,null,null,null,null,null,null,null,null,null,null,"09:20:00",6.3800000000000003E-3,3.7859999999999999E-3,1.933E-2,7.077406006528804E-4,7.5985986207598888E-2]
[null,null,null,null,null,null,null,null,null,null,null,null,null,null,null,null,null,null,null,null,"09:30:00",6.7499999999999999E-3,4.156E-3,1.933E-2,7.9784455722903811E-4,9.5295230733953129E-2]
[null,null,null,null,null,null,null,null,null,null,null,null,null,null,null,null,null,null,null,null,"09:40:00",7.0499999999999998E-3,4.4559999999999999E-3,1.933E-2,8.8534911016784773E-4,0.11608164973176249]
[null,null,null,null,null,null,null,null,null,null,null,null,null,null,null,null,null,null,null,null,"09:50:00",7.4200000000000004E-3,4.8260000000000004E-3,1.933E-2,9.7029175702465908E-4,0.13836072713018496]
[null,null,null,null,null,null,null,null,null,null,null,null,null,null,null,null,null,null,null,null,"10:00:00",7.9500000000000005E-3,5.3559999999999997E-3,1.933E-2,1.0551308234941768E-3,0.16283045938862847]
[null,null,null,null,null,null,null,null,null,null,null,null,null,null,null,null,null,null,null,null,"10:10:00",8.3999999999999995E-3,5.8060000000000004E-3,1.933E-2,1.1415883260834441E-3,0.18972630193989559]
[null,null,null,null,null,null,null,null,null,null,null,null,null,null,null,null,null,null,null,null,"10:20:00",9.0799999999999995E-3,6.4859999999999996E-3,1.933E-2,1.2303733713034022E-3,0.21948641684773507]
[null,null,null,null,null,null,null,null,null,null,null,null,null,null,null,null,null,null,null,null,"10:30:00",9.75E-3,7.156E-3,1.933E-2,1.3219944095002822E-3,0.25275531350532399]
[null,null,null,null,null,null,null,null,null,null,null,null,null,null,null,null,null,null,null,null,"10:40:00",1.065E-2,8.0560000000000007E-3,1.933E-2,1.4186358296573156E-3,0.29016942278785118]
[null,null,null,null,null,null,null,null,null,null,null,null,null,null,null,null,null,null,null,null,"10:50:00",1.17E-2,9.1059999999999995E-3,1.933E-2,1.5210397091709998E-3,0.33283639617136629]
[null,null,null,null,null,null,null,null,null,null,null,null,null,null,null,null,null,null,null,null,"11:00:00",1.3050000000000001E-2,1.0456E-2,1.933E-2,1.6312901934703401E-3,0.38206540646344234]
[null,null,null,null,null,null,null,null,null,null,null,null,null,null,null,null,null,null,null,null,"11:10:00",1.485E-2,1.2256E-2,1.933E-2,1.7519638199924392E-3,0.44005164442305406]
[null,null,null,null,null,null,null,null,null,null,null,null,null,null,null,null,null,null,null,null,"11:20:00",1.7330000000000002E-2,1.4736000000000001E-2,1.933E-2,1.8879116066105955E-3,0.51010801814324491]
[null,null,null,null,null,null,null,null,null,null,null,null,null,null,null,null,null,null,null,null,"11:30:00",2.0920000000000001E-2,1.8325999999999999E-2,1.933E-2,2.0446247841138234E-3,0.5974964089710717]
[null,null,null,null,null,null,null,null,null,null,null,null,null,null,null,null,null,null,null,null,"11:40:00",2.6919999999999999E-2,2.4326E-2,1.933E-2,2.2345365501038467E-3,0.71261492496841872]
[null,null,null,null,null,null,null,null,null,null,null,null,null,null,null,null,null,null,null,null,"11:50:00",3.9149999999999997E-2,3.6555999999999998E-2,1.933E-2,2.48631985195992E-3,0.88109835576222739]
[null,null,null,null,null,null,null,null,null,null,null,null,null,null,null,null,null,null,null,null,"12:00:00",8.6999999999999994E-2,8.4405999999999995E-2,1.933E-2,1.1078170308649861E-2,1.2032908852803978]
[null,null,null,null,null,null,null,null,null,null,null,null,null,null,null,null,null,null,null,null,"12:10:00",5.2200000000000003E-2,4.9605999999999997E-2,1.933E-2,1.7562604158198946E-2,1.5194045618798515]
[null,null,null,null,null,null,null,null,null,null,null,null,null,null,null,null,null,null,null,null,"12:20:00",3.1800000000000002E-2,2.9205999999999999E-2,1.933E-2,1.9489345377290277E-2,1.6446847132733837]
[null,null,null,null,null,null,null,null,null,null,null,null,null,null,null,null,null,null,null,null,"12:30:00",2.3550000000000001E-2,2.0955999999999999E-2,1.933E-2,1.9952792011516722E-2,1.6768443011069629]
[null,null,null,null,null,null,null,null,null,null,null,null,null,null,null,null,null,null,null,null,"12:40:00",1.8970000000000001E-2,1.6376000000000002E-2,1.933E-2,1.9845865875924115E-2,1.6694443274446404]
[null,null,null,null,null,null,null,null,null,null,null,null,null,null,null,null,null,null,null,null,"12:50:00",1.5980000000000001E-2,1.3386E-2,1.933E-2,1.9433255410605633E-2,1.6408929635850513]
[null,null,null,null,null,null,null,null,null,null,null,null,null,null,null,null,null,null,null,null,"13:00:00",1.388E-2,1.1285999999999999E-2,1.933E-2,1.8829289179438855E-2,1.6001213298149179]
[null,null,null,null,null,null,null,null,null,null,null,null,null,null,null,null,null,null,null,null,"13:10:00",1.2370000000000001E-2,9.776E-3,1.933E-2,1.8094169624109695E-2,1.5525369534042721]
[null,null,null,null,null,null,null,null,null,null,null,null,null,null,null,null,null,null,null,null,"13:20:00",1.1180000000000001E-2,8.5859999999999999E-3,1.933E-2,1.7267311301752263E-2,1.5015385106266861]
[null,null,null,null,null,null,null,null,null,null,null,null,null,null,null,null,null,null,null,null,"13:30:00",1.0200000000000001E-2,7.6059999999999999E-3,1.933E-2,1.6375114250740626E-2,1.4491872339692078]
[null,null,null,null,null,null,null,null,null,null,null,null,null,null,null,null,null,null,null,null,"13:40:00",9.3799999999999994E-3,6.7860000000000004E-3,1.933E-2,1.5421825992896532E-2,1.3969724132382961]
[null,null,null,null,null,null,null,null,null,null,null,null,null,null,null,null,null,null,null,null,"13:50:00",8.6999999999999994E-3,6.1060000000000003E-3,1.933E-2,1.4426721468820044E-2,1.3461027708531463]
[null,null,null,null,null,null,null,null,null,null,null,null,null,null,null,null,null,null,null,null,"14:00:00",8.1799999999999998E-3,5.5859999999999998E-3,1.933E-2,1.3402672303907799E-2,1.2976905895349629]
[null,null,null,null,null,null,null,null,null,null,null,null,null,null,null,null,null,null,null,null,"14:10:00",7.6499999999999997E-3,5.0559999999999997E-3,1.933E-2,1.2353635038160142E-2,1.252347667508759]
[null,null,null,null,null,null,null,null,null,null,null,null,null,null,null,null,null,null,null,null,"14:20:00",7.28E-3,4.6860000000000001E-3,1.933E-2,1.1279856246107837E-2,1.2106731936559552]
[null,null,null,null,null,null,null,null,null,null,null,null,null,null,null,null,null,null,null,null,"14:30:00",6.8999999999999999E-3,4.3059999999999999E-3,1.933E-2,1.0288544606455542E-2,1.1729439910982651]
[null,null,null,null,null,null,null,null,null,null,null,null,null,null,null,null,null,null,null,null,"14:40:00",6.5199999999999998E-3,3.9259999999999998E-3,1.933E-2,9.7200072914279626E-3,1.1376143354046147]
[null,null,null,null,null,null,null,null,null,null,null,null,null,null,null,null,null,null,null,null,"14:50:00",6.2199999999999998E-3,3.6259999999999999E-3,1.933E-2,8.3035689599218771E-3,1.1061996066505648]
[null,null,null,null,null,null,null,null,null,null,null,null,null,null,null,null,null,null,null,null,"15:00:00",6.0000000000000001E-3,3.4060000000000002E-3,1.933E-2,6.551576653685472E-3,1.0827301698097429]
[null,null,null,null,null,null,null,null,null,null,null,null,null,null,null,null,null,null,null,null,"15:10:00",5.7800000000000004E-3,3.186E-3,1.933E-2,5.4664556662924278E-3,1.0664520728498093]
[null,null,null,null,null,null,null,null,null,null,null,null,null,null,null,null,null,null,null,null,"15:20:00",5.5500000000000002E-3,2.9559999999999999E-3,1.933E-2,4.7406646529032231E-3,1.0542567118922224]
[null,null,null,null,null,null,null,null,null,null,null,null,null,null,null,null,null,null,null,null,"15:30:00",5.3200000000000001E-3,2.7260000000000001E-3,1.933E-2,4.2022978308092632E-3,1.0444738244410849]
[null,null,null,null,null,null,null,null,null,null,null,null,null,null,null,null,null,null,null,null,"15:40:00",5.1799999999999997E-3,2.5860000000000002E-3,1.933E-2,3.8044337231576079E-3,1.0363896297791841]
[null,null,null,null,null,null,null,null,null,null,null,null,null,null,null,null,null,null,null,null,"15:50:00",4.9500000000000004E-3,2.356E-3,1.933E-2,3.4934797728190213E-3,1.0293218892912541]
[null,null,null,null,null,null,null,null,null,null,null,null,null,null,null,null,null,null,null,null,"16:00:00",4.7999999999999996E-3,2.2060000000000001E-3,1.933E-2,3.2300533961227749E-3,1.0228372897844289]
[null,null,null,null,null,null,null,null,null,null,null,null,null,null,null,null,null,null,null,null,"16:10:00",4.6499999999999996E-3,2.0560000000000001E-3,1.933E-2,3.0188051202902988E-3,1.0168767142351898]
[null,null,null,null,null,null,null,null,null,null,null,null,null,null,null,null,null,null,null,null,"16:20:00",4.4999999999999997E-3,1.9059999999999999E-3,1.933E-2,2.8511784172409165E-3,1.0111527636225961]
[null,null,null,null,null,null,null,null,null,null,null,null,null,null,null,null,null,null,null,null,"16:30:00",4.4299999999999999E-3,1.836E-3,1.933E-2,2.7242529149078937E-3,1.0056524696261495]
[null,null,null,null,null,null,null,null,null,null,null,null,null,null,null,null,null,null,null,null,"16:40:00",4.2700000000000004E-3,1.676E-3,1.933E-2,2.6500418056453301E-3,1.00006558546449]
[null,null,null,null,null,null,null,null,null,null,null,null,null,null,null,null,null,null,null,null,"16:50:00",4.1999999999999997E-3,1.606E-3,1.933E-2,2.6417694043836411E-3,0.99403615183440308]
[null,null,null,null,null,null,null,null,null,null,null,null,null,null,null,null,null,null,null,null,"17:00:00",4.0499999999999998E-3,1.456E-3,1.933E-2,2.6329515504823668E-3,0.98739798896980502]
[null,null,null,null,null,null,null,null,null,null,null,null,null,null,null,null,null,null,null,null,"17:10:00",3.98E-3,1.3860000000000001E-3,1.933E-2,2.6231191699363377E-3,0.98015577680854882]
[null,null,null,null,null,null,null,null,null,null,null,null,null,null,null,null,null,null,null,null,"17:20:00",3.8999999999999998E-3,1.3060000000000001E-3,1.933E-2,2.6127553478679359E-3,0.97252415325513619]
[null,null,null,null,null,null,null,null,null,null,null,null,null,null,null,null,null,null,null,null,"17:30:00",3.82E-3,1.2260000000000001E-3,1.933E-2,2.6018537336988216E-3,0.96447632601043587]
[null,null,null,null,null,null,null,null,null,null,null,null,null,null,null,null,null,null,null,null,"17:40:00",3.6800000000000001E-3,1.0859999999999999E-3,1.933E-2,2.5901581455096516E-3,0.95583629037281037]
[null,null,null,null,null,null,null,null,null,null,null,null,null,null,null,null,null,null,null,null,"17:50:00",3.5999999999999999E-3,1.0059999999999999E-3,1.933E-2,2.5776577758451565E-3,0.946608842608746]
[null,null,null,null,null,null,null,null,null,null,null,null,null,null,null,null,null,null,null,null,"18:00:00",3.5300000000000002E-3,9.3599999999999998E-4,1.933E-2,2.5643408555489459E-3,0.93700884671456364]
[null,null,null,null,null,null,null,null,null,null,null,null,null,null,null,null,null,null,null,null,"18:10:00",3.4499999999999999E-3,8.5599999999999999E-4,1.933E-2,2.5507011673876071E-3,0.92703972064575391]
[null,null,null,null,null,null,null,null,null,null,null,null,null,null,null,null,null,null,null,null,"18:20:00",3.3700000000000002E-3,7.76E-4,1.933E-2,2.5362241404546641E-3,0.91667494472222721]
[null,null,null,null,null,null,null,null,null,null,null,null,null,null,null,null,null,null,null,null,"18:30:00",3.3700000000000002E-3,7.76E-4,1.933E-2,2.5216640013962011E-3,0.90615728029667442]
[null,null,null,null,null,null,null,null,null,null,null,null,null,null,null,null,null,null,null,null,"18:40:00",3.3E-3,7.0600000000000003E-4,1.933E-2,2.5067616139279178E-3,0.8955180034507022]
[null,null,null,null,null,null,null,null,null,null,null,null,null,null,null,null,null,null,null,null,"18:50:00",3.2200000000000002E-3,6.2600000000000004E-4,1.933E-2,2.4912515444676592E-3,0.88451996397551547]
[null,null,null,null,null,null,null,null,null,null,null,null,null,null,null,null,null,null,null,null,"19:00:00",3.15E-3,5.5599999999999996E-4,1.933E-2,2.4751223691339987E-3,0.87316684223471042]
[null,null,null,null,null,null,null,null,null,null,null,null,null,null,null,null,null,null,null,null,"19:10:00",3.0799999999999998E-3,4.86E-4,1.933E-2,2.4583619021998162E-3,0.86149238942070894]
[null,null,null,null,null,null,null,null,null,null,null,null,null,null,null,null,null,null,null,null,"19:20:00",3.0799999999999998E-3,4.86E-4,1.933E-2,2.441486379685027E-3,0.84970884457505436]
[null,null,null,null,null,null,null,null,null,null,null,null,null,null,null,null,null,null,null,null,"19:30:00",3.0000000000000001E-3,4.06E-4,1.933E-2,2.4239604488960832E-3,0.83778850408931105]
[null,null,null,null,null,null,null,null,null,null,null,null,null,null,null,null,null,null,null,null,"19:40:00",2.9199999999999999E-3,3.2600000000000001E-4,1.933E-2,2.4060383997870859E-3,0.82549450754326159]
[null,null,null,null,null,null,null,null,null,null,null,null,null,null,null,null,null,null,null,null,"19:50:00",2.9199999999999999E-3,3.2600000000000001E-4,1.933E-2,2.3877113126381088E-3,0.81306925840598598]
[null,null,null,null,null,null,null,null,null,null,null,null,null,null,null,null,null,null,null,null,"20:00:00",2.8500000000000001E-3,2.5599999999999999E-4,1.933E-2,2.3692424620013037E-3,0.80054439708206782]
[null,null,null,null,null,null,null,null,null,null,null,null,null,null,null,null,null,null,null,null,"20:10:00",2.8500000000000001E-3,2.5599999999999999E-4,1.933E-2,2.3503536718571735E-3,0.78792160868049221]
[null,null,null,null,null,null,null,null,null,null,null,null,null,null,null,null,null,null,null,null,"20:20:00",2.7799999999999999E-3,1.8599999999999999E-4,1.933E-2,2.3313118456943934E-3,0.77520261212783759]
[null,null,null,null,null,null,null,null,null,null,null,null,null,null,null,null,null,null,null,null,"20:30:00",2.7799999999999999E-3,1.8599999999999999E-4,1.933E-2,2.3118337891704067E-3,0.76238917522324323]
[null,null,null,null,null,null,null,null,null,null,null,null,null,null,null,null,null,null,null,null,"20:40:00",2.7000000000000001E-3,1.06E-4,1.933E-2,2.2919083802450525E-3,0.74945394871499671]
[null,null,null,null,null,null,null,null,null,null,null,null,null,null,null,null,null,null,null,null,"20:50:00",2.7000000000000001E-3,1.06E-4,1.933E-2,2.271808217725475E-3,0.73639879892108506]
[null,null,null,null,null,null,null,null,null,null,null,null,null,null,null,null,null,null,null,null,"21:00:00",2.6199999999999999E-3,2.5999999999999998E-5,1.933E-2,2.2512416886298547E-3,0.72322564920201915]
[null,null,null,null,null,null,null,null,null,null,null,null,null,null,null,null,null,null,null,null,"21:10:00",2.6199999999999999E-3,2.5999999999999998E-5,1.933E-2,2.2301958907094909E-3,0.70993733646400103]
[null,null,null,null,null,null,null,null,null,null,null,null,null,null,null,null,null,null,null,null,"21:20:00",2.5500000000000002E-3,0,1.933E-2,2.2092420133243661E-3,0.69669702275189949]
[null,null,null,null,null,null,null,null,null,null,null,null,null,null,null,null,null,null,null,null,"21:30:00",2.5500000000000002E-3,0,1.933E-2,2.1880874836115441E-3,0.68350503426109166]
[null,null,null,null,null,null,null,null,null,null,null,null,null,null,null,null,null,null,null,null,"21:40:00",2.47E-3,0,1.933E-2,2.1670245477670527E-3,0.67043969816695592]
[null,null,null,null,null,null,null,null,null,null,null,null,null,null,null,null,null,null,null,null,"21:50:00",2.47E-3,0,1.933E-2,2.1457548660815148E-3,0.65750135992541026]
[null,null,null,null,null,null,null,null,null,null,null,null,null,null,null,null,null,null,null,null,"22:00:00",2.3999999999999998E-3,0,1.933E-2,2.1245763088643108E-3,0.64469036640057276]
[null,null,null,null,null,null,null,null,null,null,null,null,null,null,null,null,null,null,null,null,"22:10:00",2.3999999999999998E-3,0,1.933E-2,2.1034916285191155E-3,0.63200616258842235]
[null,null,null,null,null,null,null,null,null,null,null,null,null,null,null,null,null,null,null,null,"22:20:00",2.3999999999999998E-3,0,1.933E-2,2.0821934517024345E-3,0.61944910734775782]
[null,null,null,null,null,null,null,null,null,null,null,null,null,null,null,null,null,null,null,null,"22:30:00",2.33E-3,0,1.933E-2,2.0609886223758003E-3,0.60701956112552302]
[null,null,null,null,null,null,null,null,null,null,null,null,null,null,null,null,null,null,null,null,"22:40:00",2.33E-3,0,1.933E-2,2.0398800516206825E-3,0.59471695510353362]
[null,null,null,null,null,null,null,null,null,null,null,null,null,null,null,null,null,null,null,null,"22:50:00",2.33E-3,0,1.933E-2,2.0185507544863714E-3,0.58254166268521246]
[null,null,null,null,null,null,null,null,null,null,null,null,null,null,null,null,null,null,null,null,"23:00:00",2.2499999999999998E-3,0,1.933E-2,1.9976405222787205E-3,0.57049308885491712]
[null,null,null,null,null,null,null,null,null,null,null,null,null,null,null,null,null,null,null,null,"23:10:00",2.2499999999999998E-3,0,1.933E-2,1.976182221323479E-3,0.55857162062411048]
[null,null,null,null,null,null,null,null,null,null,null,null,null,null,null,null,null,null,null,null,"23:20:00",2.2499999999999998E-3,0,1.933E-2,1.9551492709956953E-3,0.54677762614715297]
[null,null,null,null,null,null,null,null,null,null,null,null,null,null,null,null,null,null,null,null,"23:30:00",2.1700000000000001E-3,0,1.933E-2,1.9338875799474486E-3,0.53511051559432354]
[null,null,null,null,null,null,null,null,null,null,null,null,null,null,null,null,null,null,null,null,"23:40:00",2.1700000000000001E-3,0,1.933E-2,1.9127272842887194E-3,0.52357067100161503]
[null,null,null,null,null,null,null,null,null,null,null,null,null,null,null,null,null,null,null,null,"23:50:00",2.1700000000000001E-3,0,1.933E-2,1.8916717866579022E-3,0.51215747378877519]
[null,null,null,null,null,null,null,null,null,null,null,null,null,null,null,null,null,null,null,null,1,0,0,1.933E-2,1.8703792751237646E-3,0.5008713206034302]

{"sheet":"04-③調節計算（ポンプ）","index":10,"n_rows":151,"n_cols":26,"rows_kept":151,"cut":false,"hidden":false,"merged":[[31,15,31,18],[22,15,22,16],[28,15,29,18],[14,11,15,11],[3,20,3,25],[13,15,13,16],[15,15,15,16],[17,15,17,16],[14,12,15,12],[24,15,24,16],[10,15,11,18],[20,15,20,16],[11,9,12,10],[11,11,12,11],[11,12,12,12],[14,9,15,10],[1,1,1,12],[3,9,3,12],[5,11,6,11],[5,12,6,12],[8,11,9,11],[8,12,9,12],[3,1,3,3],[3,5,3,7]]}
[]
[null,"入　力　条　件"]
[]
[null,"設 定 調 整 池 諸 元",null,null,null,"放 流 ポ ン プ 諸 元",null,null,null,"行 為 後 流 入 量",null,null,null,null,null,null,null,null,null,null,"計　算　結　果　（時　系　列）"]
[]
[null,"水深-容量",null,null,null,"水深-ポンプ",null,null,null,"行為後ピーク流入量",null,{"$f":"MAX('02流出計算（QT-Sグラフ）'!$J$5:$J$149)","v":4.5708999999999993E-2},"m3/s",null,null,null,null,null,null,null,"時刻","行為後流入量","浸透考慮後流入量","許容放流量","調節後放流量","調整池水位"]
[null,"No","水深H（m）","容量V（m3）",null,"No","水深H（m）","ポンプ規模Q(m3/s)",null,"（浸透考慮後）",null,null,null,null,null,null,null,null,null,null,"00:00:00",0,0,1.933E-2,0,0]
[null,1,0,0,null,1,0,0,null,null,null,null,null,null,null,null,null,null,null,null,"00:10:00",2.0999999999999999E-3,2.0999999999999999E-3,1.933E-2,9.9792480468750001E-5,2.00020751953125E-2]
[null,2,3,90,null,2,3,1.4999999999999999E-2,null,"許容放流量",null,{"$f":"MAX('01流出計算（Q-Tグラフ）'!$I$5:$I$149)","v":1.933E-2},"m3/s",null,null,null,null,null,null,null,"00:20:00",2.1700000000000001E-3,2.1700000000000001E-3,1.933E-2,2.9388427734375002E-4,5.8765307617187484E-2]
[null,3,null,null,null,3,null,null,null,"（行為前ピーク流入量）",null,null,null,null,null,null,null,null,null,null,"00:30:00",2.1700000000000001E-3,2.1700000000000001E-3,1.933E-2,4.7241210937499996E-4,9.4502343749999995E-2]
[null,4,null,null,null,4,null,null,null,null,null,null,null,null,null,"計　算　結　果",null,null,null,null,"00:40:00",2.1700000000000001E-3,2.1700000000000001E-3,1.933E-2,6.3446044921874997E-4,0.12683361816406247]
[null,5,null,null,null,5,null,null,null,null,null,null,null,null,null,null,null,null,null,null,"00:50:00",2.2499999999999998E-3,2.2499999999999998E-3,1.933E-2,7.8460693359374992E-4,0.15684294433593748]
[null,6,null,null,null,6,null,null,null,null,null,null,null,null,null,null,null,null,null,null,"01:00:00",2.2499999999999998E-3,2.2499999999999998E-3,1.933E-2,9.2376708984374999E-4,0.18475920410156246]
[null,7,null,null,null,7,null,null,null,null,null,null,null,null,null,"総合評価",null,"N.G",null,null,"01:10:00",2.2499999999999998E-3,2.2499999999999998E-3,1.933E-2,1.0501098632812499E-3,0.21002043457031247]
[null,8,null,null,null,8,null,null,null,null,null,null,null,null,null,null,null,null,null,null,"01:20:00",2.33E-3,2.33E-3,1.933E-2,1.1682128906249998E-3,0.23363720703124993]
[null,9,null,null,null,9,null,null,null,null,null,null,null,null,null,"放流量評価",null,"許容放流量以上",null,null,"01:30:00",2.33E-3,2.33E-3,1.933E-2,1.2789916992187499E-3,0.25576516113281245]
[null,10,null,null,null,10,null,null,null,null,null,null,null,null,null,null,null,null,null,null,"01:40:00",2.33E-3,2.33E-3,1.933E-2,1.3787841796875E-3,0.27578740234374993]
[null,11,null,null,null,11,null,null,null,null,null,null,null,null,null,"池の容量不足",null,"有",null,null,"01:50:00",2.3999999999999998E-3,2.3999999999999998E-3,1.933E-2,1.4730834960937501E-3,0.29456872558593744]
[null,12,null,null,null,12,null,null,null,null,null,null,null,null,null,null,null,null,null,null,"02:00:00",2.3999999999999998E-3,2.3999999999999998E-3,1.933E-2,1.56097412109375E-3,0.31222814941406241]
[null,13,null,null,null,13,null,null,null,null,null,null,null,null,null,null,null,null,null,null,"02:10:00",2.47E-3,2.47E-3,1.933E-2,1.6442871093749999E-3,0.32887553710937495]
[null,14,null,null,null,14,null,null,null,null,null,null,null,null,null,"最大放流量",null,8.6999999999999994E-2,"m3/s",null,"02:20:00",2.47E-3,2.47E-3,1.933E-2,1.7230224609375E-3,0.34460244140624996]
[null,15,null,null,null,15,null,null,null,null,null,null,null,null,null,null,null,null,null,null,"02:30:00",2.47E-3,2.47E-3,1.933E-2,1.7944335937500001E-3,0.35882788085937489]
[null,16,null,null,null,16,null,null,null,null,null,null,null,null,null,"池内最大水深",null,3,"m",null,"02:40:00",2.5500000000000002E-3,2.5500000000000002E-3,1.933E-2,1.8621826171875001E-3,0.37246171874999995]
[null,17,null,null,null,17,null,null,null,null,null,null,null,null,null,null,null,null,null,null,"02:50:00",2.5500000000000002E-3,2.5500000000000002E-3,1.933E-2,1.9281005859375E-3,0.38555888671874988]
[null,18,null,null,null,18,null,null,null,null,null,null,null,null,null,"池内最大ボリューム",null,90,"m3",null,"03:00:00",2.6199999999999999E-3,2.6199999999999999E-3,1.933E-2,1.9903564453125E-3,0.39807431640624996]
[null,19,null,null,null,19,null,null,null,null,null,null,null,null,null,null,null,null,null,null,"03:10:00",2.6199999999999999E-3,2.6199999999999999E-3,1.933E-2,2.0507812500000001E-3,0.41006293945312489]
[null,20,null,null,null,20,null,null,null,null,null,null,null,null,null,null,null,null,null,null,"03:20:00",2.7000000000000001E-3,2.7000000000000001E-3,1.933E-2,2.1084594726562497E-3,0.42167053222656237]
[null,21,null,null,null,21,null,null,null,null,null,null,null,null,null,null,null,null,null,null,"03:30:00",2.7000000000000001E-3,2.7000000000000001E-3,1.933E-2,2.1643066406250001E-3,0.4329428710937499]
[null,22,null,null,null,22,null,null,null,null,null,null,null,null,null,"許 可 申 請 図 書 の 作 成",null,null,null,null,"03:40:00",2.7799999999999999E-3,2.7799999999999999E-3,1.933E-2,2.21923828125E-3,0.44390742187499993]
[null,23,null,null,null,23,null,null,null,null,null,null,null,null,null,null,null,null,null,null,"03:50:00",2.7799999999999999E-3,2.7799999999999999E-3,1.933E-2,2.2732543945312498E-3,0.4545824951171874]
[null,24,null,null,null,24,null,null,null,null,null,null,null,null,null,"■申請図書様式の保存場所",null,null,null,null,"04:00:00",2.8500000000000001E-3,2.8500000000000001E-3,1.933E-2,2.3245239257812501E-3,0.46490471191406252]
[null,25,null,null,null,25,null,null,null,null,null,null,null,null,null,"C:\\【様式】許可申請図書.xls",null,null,null,null,"04:10:00",2.9199999999999999E-3,2.9199999999999999E-3,1.933E-2,2.3776245117187499E-3,0.47558322753906246]
[null,26,null,null,null,26,null,null,null,null,null,null,null,null,null,null,null,null,null,null,"04:20:00",2.9199999999999999E-3,2.9199999999999999E-3,1.933E-2,2.4298095703124997E-3,0.48590888671874999]
[null,27,null,null,null,27,null,null,null,null,null,null,null,null,null,null,null,null,null,null,"04:30:00",3.0000000000000001E-3,3.0000000000000001E-3,1.933E-2,2.4801635742187499E-3,0.49600915527343753]
[null,28,null,null,null,28,null,null,null,null,null,null,null,null,null,null,null,null,null,null,"04:40:00",3.0000000000000001E-3,3.0000000000000001E-3,1.933E-2,2.52960205078125E-3,0.50591149902343746]
[null,29,null,null,null,29,null,null,null,null,null,null,null,null,null,null,null,null,null,null,"04:50:00",3.0799999999999998E-3,3.0799999999999998E-3,1.933E-2,2.5781250000000001E-3,0.51563422851562501]
[null,30,null,null,null,30,null,null,null,null,null,null,null,null,null,null,null,null,null,null,"05:00:00",3.15E-3,3.15E-3,1.933E-2,2.6293945312500003E-3,0.52585903320312499]
[null,31,null,null,null,31,null,null,null,null,null,null,null,null,null,null,null,null,null,null,"05:10:00",3.2200000000000002E-3,3.2200000000000002E-3,1.933E-2,2.6824951171874997E-3,0.53644013671875002]
[null,32,null,null,null,32,null,null,null,null,null,null,null,null,null,null,null,null,null,null,"05:20:00",3.2200000000000002E-3,3.2200000000000002E-3,1.933E-2,2.7337646484374999E-3,0.54667753906249994]
[null,33,null,null,null,33,null,null,null,null,null,null,null,null,null,null,null,null,null,null,"05:30:00",3.3E-3,3.3E-3,1.933E-2,2.7832031249999997E-3,0.55670786132812489]
[null,34,null,null,null,34,null,null,null,null,null,null,null,null,null,null,null,null,null,null,"05:40:00",3.3700000000000002E-3,3.3700000000000002E-3,1.933E-2,2.8363037109374999E-3,0.56721279296874993]
[null,35,null,null,null,35,null,null,null,null,null,null,null,null,null,null,null,null,null,null,"05:50:00",3.4499999999999999E-3,3.4499999999999999E-3,1.933E-2,2.8903198242187498E-3,0.57814655761718747]
[null,36,null,null,null,36,null,null,null,null,null,null,null,null,null,null,null,null,null,null,"06:00:00",3.5300000000000002E-3,3.5300000000000002E-3,1.933E-2,2.9479980468750003E-3,0.58956337890624988]
[null,37,null,null,null,37,null,null,null,null,null,null,null,null,null,null,null,null,null,null,"06:10:00",3.5999999999999999E-3,3.5999999999999999E-3,1.933E-2,3.0065917968749999E-3,0.60131748046874989]
[null,38,null,null,null,38,null,null,null,null,null,null,null,null,null,null,null,null,null,null,"06:20:00",3.6800000000000001E-3,3.6800000000000001E-3,1.933E-2,3.0670166015625E-3,0.61338139648437506]
[null,39,null,null,null,39,null,null,null,null,null,null,null,null,null,null,null,null,null,null,"06:30:00",3.7499999999999999E-3,3.7499999999999999E-3,1.933E-2,3.1283569335937497E-3,0.62572766113281253]
[null,40,null,null,null,40,null,null,null,null,null,null,null,null,null,null,null,null,null,null,"06:40:00",3.82E-3,3.82E-3,1.933E-2,3.1915283203124999E-3,0.63822880859374997]
[null,41,null,null,null,41,null,null,null,null,null,null,null,null,null,null,null,null,null,null,"06:50:00",3.8999999999999998E-3,3.8999999999999998E-3,1.933E-2,3.2546997070312497E-3,0.65096652832031243]
[null,42,null,null,null,42,null,null,null,null,null,null,null,null,null,null,null,null,null,null,"07:00:00",4.0499999999999998E-3,4.0499999999999998E-3,1.933E-2,3.3233642578124997E-3,0.66468588867187484]
[null,43,null,null,null,43,null,null,null,null,null,null,null,null,null,null,null,null,null,null,"07:10:00",4.1200000000000004E-3,4.1200000000000004E-3,1.933E-2,3.3956909179687499E-3,0.67919533691406242]
[null,44,null,null,null,44,null,null,null,null,null,null,null,null,null,null,null,null,null,null,"07:20:00",4.1999999999999997E-3,4.1999999999999997E-3,1.933E-2,3.4689331054687501E-3,0.69374909667968743]
[null,45,null,null,null,45,null,null,null,null,null,null,null,null,null,null,null,null,null,null,"07:30:00",4.3499999999999997E-3,4.3499999999999997E-3,1.933E-2,3.5458374023437499E-3,0.70910139160156227]
[null,46,null,null,null,46,null,null,null,null,null,null,null,null,null,null,null,null,null,null,"07:40:00",4.4999999999999997E-3,4.4999999999999997E-3,1.933E-2,3.6291503906250001E-3,0.72585151367187484]
[null,47,null,null,null,47,null,null,null,null,null,null,null,null,null,null,null,null,null,null,"07:50:00",4.5799999999999999E-3,4.5799999999999999E-3,1.933E-2,3.7161254882812499E-3,0.74319875488281228]
[null,48,null,null,null,48,null,null,null,null,null,null,null,null,null,null,null,null,null,null,"08:00:00",4.7200000000000002E-3,4.7200000000000002E-3,1.933E-2,3.8049316406249998E-3,0.76098818359374976]
[null,49,null,null,null,49,null,null,null,null,null,null,null,null,null,null,null,null,null,null,"08:10:00",4.8799999999999998E-3,4.8799999999999998E-3,1.933E-2,3.9001464843749999E-3,0.77993740234374975]
[null,50,null,null,null,50,null,null,null,null,null,null,null,null,null,null,null,null,null,null,"08:20:00",5.0299999999999997E-3,5.0299999999999997E-3,1.933E-2,3.9999389648437498E-3,0.8000365478515622]
[null,null,null,null,null,null,null,null,null,null,null,null,null,null,null,null,null,null,null,null,"08:30:00",5.2500000000000003E-3,5.2500000000000003E-3,1.933E-2,4.1088867187499996E-3,0.82174829101562474]
[null,null,null,null,null,null,null,null,null,null,null,null,null,null,null,null,null,null,null,null,"08:40:00",5.4000000000000003E-3,5.4000000000000003E-3,1.933E-2,4.2242431640624996E-3,0.84491699218749972]
[null,null,null,null,null,null,null,null,null,null,null,null,null,null,null,null,null,null,null,null,"08:50:00",5.62E-3,5.62E-3,1.933E-2,4.3469238281249999E-3,0.86940532226562484]
[null,null,null,null,null,null,null,null,null,null,null,null,null,null,null,null,null,null,null,null,"09:00:00",5.8500000000000002E-3,5.8500000000000002E-3,1.933E-2,4.4787597656249997E-3,0.89584848632812475]
[null,null,null,null,null,null,null,null,null,null,null,null,null,null,null,null,null,null,null,null,"09:10:00",6.1500000000000001E-3,6.1500000000000001E-3,1.933E-2,4.62432861328125E-3,0.92481760253906231]
[null,null,null,null,null,null,null,null,null,null,null,null,null,null,null,null,null,null,null,null,"09:20:00",6.3800000000000003E-3,6.3800000000000003E-3,1.933E-2,4.7799682617187499E-3,0.95607463378906221]
[null,null,null,null,null,null,null,null,null,null,null,null,null,null,null,null,null,null,null,null,"09:30:00",6.7499999999999999E-3,6.7499999999999999E-3,1.933E-2,4.9502563476562502E-3,0.99007238769531225]
[null,null,null,null,null,null,null,null,null,null,null,null,null,null,null,null,null,null,null,null,"09:40:00",7.0499999999999998E-3,7.0499999999999998E-3,1.933E-2,5.1361083984374995E-3,1.0272087402343748]
[null,null,null,null,null,null,null,null,null,null,null,null,null,null,null,null,null,null,null,null,"09:50:00",7.4200000000000004E-3,7.4200000000000004E-3,1.933E-2,5.3356933593750001E-3,1.0671907226562498]
[null,null,null,null,null,null,null,null,null,null,null,null,null,null,null,null,null,null,null,null,"10:00:00",7.9500000000000005E-3,7.9500000000000005E-3,1.933E-2,5.5599975585937491E-3,1.1119338134765622]
[null,null,null,null,null,null,null,null,null,null,null,null,null,null,null,null,null,null,null,null,"10:10:00",8.3999999999999995E-3,8.3999999999999995E-3,1.933E-2,5.8090209960937498E-3,1.1617436279296873]
[null,null,null,null,null,null,null,null,null,null,null,null,null,null,null,null,null,null,null,null,"10:20:00",9.0799999999999995E-3,9.0799999999999995E-3,1.933E-2,6.0882568359375E-3,1.2175708496093747]
[null,null,null,null,null,null,null,null,null,null,null,null,null,null,null,null,null,null,null,null,"10:30:00",9.75E-3,9.75E-3,1.933E-2,6.4050292968749999E-3,1.2809379882812497]
[null,null,null,null,null,null,null,null,null,null,null,null,null,null,null,null,null,null,null,null,"10:40:00",1.065E-2,1.065E-2,1.933E-2,6.7657470703125005E-3,1.3532302246093748]
[null,null,null,null,null,null,null,null,null,null,null,null,null,null,null,null,null,null,null,null,"10:50:00",1.17E-2,1.17E-2,1.933E-2,7.18597412109375E-3,1.437213012695312]
[null,null,null,null,null,null,null,null,null,null,null,null,null,null,null,null,null,null,null,null,"11:00:00",1.3050000000000001E-2,1.3050000000000001E-2,1.933E-2,7.6803588867187496E-3,1.5360496826171872]
[null,null,null,null,null,null,null,null,null,null,null,null,null,null,null,null,null,null,null,null,"11:10:00",1.485E-2,1.485E-2,1.933E-2,8.2772827148437488E-3,1.6554732666015619]
[null,null,null,null,null,null,null,null,null,null,null,null,null,null,null,null,null,null,null,null,"11:20:00",1.7330000000000002E-2,1.7330000000000002E-2,1.933E-2,9.0216064453125001E-3,1.8042843749999997]
[null,null,null,null,null,null,null,null,null,null,null,null,null,null,null,null,null,null,null,null,"11:30:00",2.0920000000000001E-2,2.0920000000000001E-2,1.933E-2,9.9838256835937493E-3,1.9967300537109369]
[null,null,null,null,null,null,null,null,null,null,null,null,null,null,null,null,null,null,null,null,"11:40:00",2.6919999999999999E-2,2.6919999999999999E-2,1.933E-2,1.1311340332031251E-2,2.2621783935546875]
[null,null,null,null,null,null,null,null,null,null,null,null,null,null,null,null,null,null,null,null,"11:50:00",3.9149999999999997E-2,3.9149999999999997E-2,1.933E-2,1.33795166015625E-2,2.6759698242187495]
[null,null,null,null,null,null,null,null,null,null,null,null,null,null,null,null,null,null,null,null,"12:00:00",8.6999999999999994E-2,8.6999999999999994E-2,1.933E-2,8.6999999999999994E-2,3]
[null,null,null,null,null,null,null,null,null,null,null,null,null,null,null,null,null,null,null,null,"12:10:00",5.2200000000000003E-2,5.2200000000000003E-2,1.933E-2,5.2200000000000003E-2,3]
[null,null,null,null,null,null,null,null,null,null,null,null,null,null,null,null,null,null,null,null,"12:20:00",3.1800000000000002E-2,3.1800000000000002E-2,1.933E-2,3.1800000000000002E-2,3]
[null,null,null,null,null,null,null,null,null,null,null,null,null,null,null,null,null,null,null,null,"12:30:00",2.3550000000000001E-2,2.3550000000000001E-2,1.933E-2,2.3550000000000001E-2,3]
[null,null,null,null,null,null,null,null,null,null,null,null,null,null,null,null,null,null,null,null,"12:40:00",1.8970000000000001E-2,1.8970000000000001E-2,1.933E-2,1.8970000000000001E-2,3]
[null,null,null,null,null,null,null,null,null,null,null,null,null,null,null,null,null,null,null,null,"12:50:00",1.5980000000000001E-2,1.5980000000000001E-2,1.933E-2,1.5980000000000001E-2,3]
[null,null,null,null,null,null,null,null,null,null,null,null,null,null,null,null,null,null,null,null,"13:00:00",1.388E-2,1.388E-2,1.933E-2,1.4946899414062499E-2,2.9893310058593752]
[null,null,null,null,null,null,null,null,null,null,null,null,null,null,null,null,null,null,null,null,"13:10:00",1.2370000000000001E-2,1.2370000000000001E-2,1.933E-2,1.477294921875E-2,2.9546325195312502]
[null,null,null,null,null,null,null,null,null,null,null,null,null,null,null,null,null,null,null,null,"13:20:00",1.1180000000000001E-2,1.1180000000000001E-2,1.933E-2,1.4487304687499999E-2,2.8975299804687502]
[null,null,null,null,null,null,null,null,null,null,null,null,null,null,null,null,null,null,null,null,"13:30:00",1.0200000000000001E-2,1.0200000000000001E-2,1.933E-2,1.4125671386718748E-2,2.8252002197265624]
[null,null,null,null,null,null,null,null,null,null,null,null,null,null,null,null,null,null,null,null,"13:40:00",9.3799999999999994E-3,9.3799999999999994E-3,1.933E-2,1.3712768554687499E-2,2.7426158203125]
[null,null,null,null,null,null,null,null,null,null,null,null,null,null,null,null,null,null,null,null,"13:50:00",8.6999999999999994E-3,8.6999999999999994E-3,1.933E-2,1.3267822265625E-2,2.653609912109375]
[null,null,null,null,null,null,null,null,null,null,null,null,null,null,null,null,null,null,null,null,"14:00:00",8.1799999999999998E-3,8.1799999999999998E-3,1.933E-2,1.28082275390625E-2,2.5616494140624999]
[null,null,null,null,null,null,null,null,null,null,null,null,null,null,null,null,null,null,null,null,"14:10:00",7.6499999999999997E-3,7.6499999999999997E-3,1.933E-2,1.234222412109375E-2,2.468444897460937]
[null,null,null,null,null,null,null,null,null,null,null,null,null,null,null,null,null,null,null,null,"14:20:00",7.28E-3,7.28E-3,1.933E-2,1.1878051757812499E-2,2.3755421386718747]
[null,null,null,null,null,null,null,null,null,null,null,null,null,null,null,null,null,null,null,null,"14:30:00",6.8999999999999999E-3,6.8999999999999999E-3,1.933E-2,1.1422119140624999E-2,2.2843404296874996]
[null,null,null,null,null,null,null,null,null,null,null,null,null,null,null,null,null,null,null,null,"14:40:00",6.5199999999999998E-3,6.5199999999999998E-3,1.933E-2,1.0972595214843749E-2,2.1945932861328123]
[null,null,null,null,null,null,null,null,null,null,null,null,null,null,null,null,null,null,null,null,"14:50:00",6.2199999999999998E-3,6.2199999999999998E-3,1.933E-2,1.0534973144531249E-2,2.1069176025390624]
[null,null,null,null,null,null,null,null,null,null,null,null,null,null,null,null,null,null,null,null,"15:00:00",6.0000000000000001E-3,6.0000000000000001E-3,1.933E-2,1.01129150390625E-2,2.0226387207031249]
[null,null,null,null,null,null,null,null,null,null,null,null,null,null,null,null,null,null,null,null,"15:10:00",5.7800000000000004E-3,5.7800000000000004E-3,1.933E-2,9.7109985351562494E-3,1.9421995849609375]
[null,null,null,null,null,null,null,null,null,null,null,null,null,null,null,null,null,null,null,null,"15:20:00",5.5500000000000002E-3,5.5500000000000002E-3,1.933E-2,9.3255615234374995E-3,1.8651339843749999]
[null,null,null,null,null,null,null,null,null,null,null,null,null,null,null,null,null,null,null,null,"15:30:00",5.3200000000000001E-3,5.3200000000000001E-3,1.933E-2,8.9547729492187502E-3,1.7910306396484377]
[null,null,null,null,null,null,null,null,null,null,null,null,null,null,null,null,null,null,null,null,"15:40:00",5.1799999999999997E-3,5.1799999999999997E-3,1.933E-2,8.6022949218749999E-3,1.7204599609375]
[null,null,null,null,null,null,null,null,null,null,null,null,null,null,null,null,null,null,null,null,"15:50:00",4.9500000000000004E-3,4.9500000000000004E-3,1.933E-2,8.2653808593749992E-3,1.6530832031249998]
[null,null,null,null,null,null,null,null,null,null,null,null,null,null,null,null,null,null,null,null,"16:00:00",4.7999999999999996E-3,4.7999999999999996E-3,1.933E-2,7.94219970703125E-3,1.5885073974609374]
[null,null,null,null,null,null,null,null,null,null,null,null,null,null,null,null,null,null,null,null,"16:10:00",4.6499999999999996E-3,4.6499999999999996E-3,1.933E-2,7.6364135742187497E-3,1.5272212646484373]
[null,null,null,null,null,null,null,null,null,null,null,null,null,null,null,null,null,null,null,null,"16:20:00",4.4999999999999997E-3,4.4999999999999997E-3,1.933E-2,7.3443603515624999E-3,1.4689135253906247]
[null,null,null,null,null,null,null,null,null,null,null,null,null,null,null,null,null,null,null,null,"16:30:00",4.4299999999999999E-3,4.4299999999999999E-3,1.933E-2,7.0706176757812491E-3,1.4140637451171874]
[null,null,null,null,null,null,null,null,null,null,null,null,null,null,null,null,null,null,null,null,"16:40:00",4.2700000000000004E-3,4.2700000000000004E-3,1.933E-2,6.8115234375000005E-3,1.362242333984375]
[null,null,null,null,null,null,null,null,null,null,null,null,null,null,null,null,null,null,null,null,"16:50:00",4.1999999999999997E-3,4.1999999999999997E-3,1.933E-2,6.5661621093749999E-3,1.3131654785156248]
[null,null,null,null,null,null,null,null,null,null,null,null,null,null,null,null,null,null,null,null,"17:00:00",4.0499999999999998E-3,4.0499999999999998E-3,1.933E-2,6.3336181640624998E-3,1.2666676757812498]
[null,null,null,null,null,null,null,null,null,null,null,null,null,null,null,null,null,null,null,null,"17:10:00",3.98E-3,3.98E-3,1.933E-2,6.112060546875E-3,1.2225108886718747]
[null,null,null,null,null,null,null,null,null,null,null,null,null,null,null,null,null,null,null,null,"17:20:00",3.8999999999999998E-3,3.8999999999999998E-3,1.933E-2,5.90606689453125E-3,1.1811296142578123]
[null,null,null,null,null,null,null,null,null,null,null,null,null,null,null,null,null,null,null,null,"17:30:00",3.82E-3,3.82E-3,1.933E-2,5.7110595703124996E-3,1.1421583496093748]
[null,null,null,null,null,null,null,null,null,null,null,null,null,null,null,null,null,null,null,null,"17:40:00",3.6800000000000001E-3,3.6800000000000001E-3,1.933E-2,5.5242919921874994E-3,1.1048048339843748]
[null,null,null,null,null,null,null,null,null,null,null,null,null,null,null,null,null,null,null,null,"17:50:00",3.5999999999999999E-3,3.5999999999999999E-3,1.933E-2,5.3448486328124996E-3,1.0689134277343748]
[null,null,null,null,null,null,null,null,null,null,null,null,null,null,null,null,null,null,null,null,"18:00:00",3.5300000000000002E-3,3.5300000000000002E-3,1.933E-2,5.1754760742187501E-3,1.0350101806640621]
[null,null,null,null,null,null,null,null,null,null,null,null,null,null,null,null,null,null,null,null,"18:10:00",3.4499999999999999E-3,3.4499999999999999E-3,1.933E-2,5.0143432617187501E-3,1.0029119873046872]
[null,null,null,null,null,null,null,null,null,null,null,null,null,null,null,null,null,null,null,null,"18:20:00",3.3700000000000002E-3,3.3700000000000002E-3,1.933E-2,4.8614501953124995E-3,0.9723540527343747]
[null,null,null,null,null,null,null,null,null,null,null,null,null,null,null,null,null,null,null,null,"18:30:00",3.3700000000000002E-3,3.3700000000000002E-3,1.933E-2,4.7195434570312502E-3,0.94394411621093721]
[null,null,null,null,null,null,null,null,null,null,null,null,null,null,null,null,null,null,null,null,"18:40:00",3.3E-3,3.3E-3,1.933E-2,4.5877075195312504E-3,0.91757160644531233]
[null,null,null,null,null,null,null,null,null,null,null,null,null,null,null,null,null,null,null,null,"18:50:00",3.2200000000000002E-3,3.2200000000000002E-3,1.933E-2,4.4613647460937499E-3,0.89228088378906234]
[null,null,null,null,null,null,null,null,null,null,null,null,null,null,null,null,null,null,null,null,"19:00:00",3.15E-3,3.15E-3,1.933E-2,4.3395996093749997E-3,0.86797124023437489]
[null,null,null,null,null,null,null,null,null,null,null,null,null,null,null,null,null,null,null,null,"19:10:00",3.0799999999999998E-3,3.0799999999999998E-3,1.933E-2,4.2233276367187496E-3,0.84464196777343736]
[null,null,null,null,null,null,null,null,null,null,null,null,null,null,null,null,null,null,null,null,"19:20:00",3.0799999999999998E-3,3.0799999999999998E-3,1.933E-2,4.1143798828124998E-3,0.82286489257812478]
[null,null,null,null,null,null,null,null,null,null,null,null,null,null,null,null,null,null,null,null,"19:30:00",3.0000000000000001E-3,3.0000000000000001E-3,1.933E-2,4.0118408203125002E-3,0.80240268554687488]
[null,null,null,null,null,null,null,null,null,null,null,null,null,null,null,null,null,null,null,null,"19:40:00",2.9199999999999999E-3,2.9199999999999999E-3,1.933E-2,3.9120483398437499E-3,0.7823637939453123]
[null,null,null,null,null,null,null,null,null,null,null,null,null,null,null,null,null,null,null,null,"19:50:00",2.9199999999999999E-3,2.9199999999999999E-3,1.933E-2,3.8177490234375003E-3,0.76346582031249977]
[null,null,null,null,null,null,null,null,null,null,null,null,null,null,null,null,null,null,null,null,"20:00:00",2.8500000000000001E-3,2.8500000000000001E-3,1.933E-2,3.7289428710937499E-3,0.74569890136718731]
[null,null,null,null,null,null,null,null,null,null,null,null,null,null,null,null,null,null,null,null,"20:10:00",2.8500000000000001E-3,2.8500000000000001E-3,1.933E-2,3.6447143554687498E-3,0.72896232910156233]
[null,null,null,null,null,null,null,null,null,null,null,null,null,null,null,null,null,null,null,null,"20:20:00",2.7799999999999999E-3,2.7799999999999999E-3,1.933E-2,3.5659790039062503E-3,0.71315539550781226]
[null,null,null,null,null,null,null,null,null,null,null,null,null,null,null,null,null,null,null,null,"20:30:00",2.7799999999999999E-3,2.7799999999999999E-3,1.933E-2,3.4909057617187496E-3,0.69818654785156231]
[null,null,null,null,null,null,null,null,null,null,null,null,null,null,null,null,null,null,null,null,"20:40:00",2.7000000000000001E-3,2.7000000000000001E-3,1.933E-2,3.4194946289062499E-3,0.68388254394531234]
[null,null,null,null,null,null,null,null,null,null,null,null,null,null,null,null,null,null,null,null,"20:50:00",2.7000000000000001E-3,2.7000000000000001E-3,1.933E-2,3.3508300781249999E-3,0.67017929687499989]
[null,null,null,null,null,null,null,null,null,null,null,null,null,null,null,null,null,null,null,null,"21:00:00",2.6199999999999999E-3,2.6199999999999999E-3,1.933E-2,3.284912109375E-3,0.65702187499999987]
[null,null,null,null,null,null,null,null,null,null,null,null,null,null,null,null,null,null,null,null,"21:10:00",2.6199999999999999E-3,2.6199999999999999E-3,1.933E-2,3.2217407226562498E-3,0.6443553466796873]
[null,null,null,null,null,null,null,null,null,null,null,null,null,null,null,null,null,null,null,null,"21:20:00",2.5500000000000002E-3,2.5500000000000002E-3,1.933E-2,3.1613159179687497E-3,0.63222478027343743]
[null,null,null,null,null,null,null,null,null,null,null,null,null,null,null,null,null,null,null,null,"21:30:00",2.5500000000000002E-3,2.5500000000000002E-3,1.933E-2,3.1027221679687501E-3,0.6205843994140624]
[null,null,null,null,null,null,null,null,null,null,null,null,null,null,null,null,null,null,null,null,"21:40:00",2.47E-3,2.47E-3,1.933E-2,3.0468749999999997E-3,0.60928842773437497]
[null,null,null,null,null,null,null,null,null,null,null,null,null,null,null,null,null,null,null,null,"21:50:00",2.47E-3,2.47E-3,1.933E-2,2.9919433593750002E-3,0.59830024414062488]
[null,null,null,null,null,null,null,null,null,null,null,null,null,null,null,null,null,null,null,null,"22:00:00",2.3999999999999998E-3,2.3999999999999998E-3,1.933E-2,2.9388427734374999E-3,0.58769238281249991]
[null,null,null,null,null,null,null,null,null,null,null,null,null,null,null,null,null,null,null,null,"22:10:00",2.3999999999999998E-3,2.3999999999999998E-3,1.933E-2,2.8875732421875001E-3,0.57742822265624993]
[null,null,null,null,null,null,null,null,null,null,null,null,null,null,null,null,null,null,null,null,"22:20:00",2.3999999999999998E-3,2.3999999999999998E-3,1.933E-2,2.8408813476562497E-3,0.56814367675781241]
[null,null,null,null,null,null,null,null,null,null,null,null,null,null,null,null,null,null,null,null,"22:30:00",2.33E-3,2.33E-3,1.933E-2,2.7951049804687497E-3,0.55908381347656255]
[null,null,null,null,null,null,null,null,null,null,null,null,null,null,null,null,null,null,null,null,"22:40:00",2.33E-3,2.33E-3,1.933E-2,2.7511596679687497E-3,0.55022116699218748]
[null,null,null,null,null,null,null,null,null,null,null,null,null,null,null,null,null,null,null,null,"22:50:00",2.33E-3,2.33E-3,1.933E-2,2.7108764648437499E-3,0.54220080566406237]
[null,null,null,null,null,null,null,null,null,null,null,null,null,null,null,null,null,null,null,null,"23:00:00",2.2499999999999998E-3,2.2499999999999998E-3,1.933E-2,2.6705932617187497E-3,0.53418610839843739]
[null,null,null,null,null,null,null,null,null,null,null,null,null,null,null,null,null,null,null,null,"23:10:00",2.2499999999999998E-3,2.2499999999999998E-3,1.933E-2,2.6312255859374995E-3,0.52616791992187484]
[null,null,null,null,null,null,null,null,null,null,null,null,null,null,null,null,null,null,null,null,"23:20:00",2.2499999999999998E-3,2.2499999999999998E-3,1.933E-2,2.5946044921874999E-3,0.51890961914062483]
[null,null,null,null,null,null,null,null,null,null,null,null,null,null,null,null,null,null,null,null,"23:30:00",2.1700000000000001E-3,2.1700000000000001E-3,1.933E-2,2.5579833984374998E-3,0.51158374023437492]
[null,null,null,null,null,null,null,null,null,null,null,null,null,null,null,null,null,null,null,null,"23:40:00",2.1700000000000001E-3,2.1700000000000001E-3,1.933E-2,2.5213623046874997E-3,0.50419028320312487]
[null,null,null,null,null,null,null,null,null,null,null,null,null,null,null,null,null,null,null,null,"23:50:00",2.1700000000000001E-3,2.1700000000000001E-3,1.933E-2,2.4874877929687502E-3,0.49750178222656244]
[null,null,null,null,null,null,null,null,null,null,null,null,null,null,null,null,null,null,null,null,1,0,0,1.933E-2,2.3538208007812499E-3,0.47078869628906239]